## ts_inputs
|  | P | poa_direct | poa_sky_diffuse | poa_ground_diffuse | solar_elevation | temp_air | wind_speed | cost_factors | ElLoadCols.TOTAL_HH | ElLoadCols.TOTAL_EV_STAT | flex_ev1_charging_status | flex_ev1_delivered_energy | ElPriceCols.Wholesale | ElPriceCols.VarGridFees | ElPriceCols.ImportDynTariff | ElPriceCols.ImportVarGridFeeTariff | ElPriceCols.ImportDynAndVarGridFeeTariff | CO2ElecCols.Co2eq_lca | DHWCols.Load
summer | 0 | 0 | 0 | 0 | 0 | 0 | 11.01 | 6 | 17.5714 | 0.51172 | 0 | 0 | 0 | 0.040307 | 0.085 | 0.20861 | 0.27374 | 0.20861 | 0.22531 | 0
| 1 | 0 | 0 | 0 | 0 | 0 | 10.74 | 6 | 17.5714 | 0.42677 | 0 | 0 | 0 | 0.029167 | 0.085 | 0.19536 | 0.27374 | 0.19536 | 0.22015 | 0
| 2 | 0 | 0 | 0 | 0 | 0 | 10.12 | 6.07 | 17.5714 | 0.38187 | 0 | 0 | 0 | 0.0091333 | 0.085 | 0.17152 | 0.27374 | 0.17152 | 0.21822 | 0.57569
| 3 | 0 | 0 | 0 | 0 | 0 | 9.72 | 6 | 17.5714 | 0.36122 | 0 | 0 | 0 | 0.00445 | 0.085 | 0.16595 | 0.27374 | 0.16595 | 0.21479 | 0
| 4 | 0 | 0 | 0 | 0 | 0 | 9.54 | 5.86 | 17.5714 | 0.38887 | 0 | 0 | 0 | 0.0016667 | 0.085 | 0.16263 | 0.27374 | 0.16263 | 0.22338 | 0.57569
| 5 | 0.0175 | 0 | 26.34 | 7.4 | 10.75 | 9.55 | 5.66 | 17.5714 | 0.57657 | 0 | 0 | 0 | 0.03802 | 0.085 | 0.20589 | 0.27374 | 0.20589 | 0.24281 | 0
| 6 | 0.03378 | 0 | 42.72 | 12 | 20.66 | 10.01 | 5.31 | 17.5714 | 0.49901 | 0 | 0 | 0 | 0.058223 | 0.085 | 0.22994 | 0.27374 | 0.22994 | 0.23973 | 0
| 7 | 0.05435 | 0 | 62.3 | 17.5 | 30.62 | 10.7 | 6.07 | 17.5714 | 0.449 | 0 | 0 | 0 | 0.067567 | 0.085 | 0.24105 | 0.27374 | 0.24105 | 0.22596 | 6.8443
| 8 | 0.06611 | 0 | 73.34 | 20.6 | 40.22 | 11.43 | 6.48 | 17.5714 | 0.5944 | 0 | 0 | 0 | 0.046157 | 0.085 | 0.21558 | 0.27374 | 0.21558 | 0.21589 | 0.57569
| 9 | 0.06928 | 0 | 76.54 | 21.5 | 48.8 | 12.41 | 6.62 | 17.5714 | 0.83751 | 0 | 0 | 0 | 0.043157 | 0.085 | 0.21201 | 0.27374 | 0.21201 | 0.20618 | 0
| 10 | 0.21314 | 16.2 | 204.7 | 49.5 | 55.31 | 13.39 | 6.28 | 17.5714 | 0.69592 | 0 | 0 | 0 | 0.034573 | 0.085 | 0.20179 | 0.27374 | 0.20179 | 0.19452 | 0
| 11 | 0.29797 | 79.46 | 228.96 | 61.2 | 58.26 | 14.15 | 6.48 | 17.5714 | 0.57689 | 0 | 0 | 0 | 0.01936 | 0.085 | 0.18369 | 0.27374 | 0.18369 | 0.18674 | 0
| 12 | 0.3764 | 155.39 | 238.03 | 64.4 | 56.62 | 14.24 | 5.59 | 17.5714 | 0.62008 | 0 | 0 | 0 | 0.0054867 | 0.085 | 0.16718 | 0.27374 | 0.16718 | 0.19078 | 1.5352
| 13 | 0.22781 | 42.91 | 198.04 | 42.3 | 51.01 | 15.12 | 5.03 | 17.5714 | 0.66122 | 0 | 0 | 0 | -0.0043533 | 0.085 | 0.15547 | 0.27374 | 0.15547 | 0.18545 | 0.89551
| 14 | 0.19664 | 40.99 | 170 | 35.5 | 42.9 | 14.66 | 4.28 | 17.5714 | 0.40177 | 0 | 0 | 0 | -0.0075 | 0.085 | 0.15172 | 0.27374 | 0.15172 | 0.18666 | 0
| 15 | 0.16784 | 44.94 | 139.37 | 28.6 | 33.53 | 14.47 | 3.52 | 17.5714 | 0.36998 | 0 | 0 | 0 | -0.01411 | 0.085 | 0.14386 | 0.27374 | 0.14386 | 0.19132 | 0
| 16 | 0.04094 | 0 | 53.84 | 10.8 | 23.62 | 14.3 | 4.14 | 17.5714 | 0.40564 | 0 | 0 | 0 | -0.011947 | 0.085 | 0.14643 | 0.27374 | 0.14643 | 0.21485 | 0
| 17 | 0.09032 | 47.73 | 63.17 | 11.8 | 13.66 | 13.68 | 3.59 | 17.5714 | 0.82419 | 0 | 0 | 0 | 0.011407 | 0.085 | 0.17422 | 0.27374 | 0.17422 | 0.25444 | 0
| 18 | 0.00607 | 5.95 | 9.77 | 1.9 | 4 | 12.94 | 2.9 | 17.5714 | 0.85024 | 0.76923 | 1 | 0 | 0.05448 | 0.085 | 0.22548 | 0.27374 | 0.22548 | 0.30699 | 0
| 19 | 0 | 0 | 0 | 0 | 0 | 12.13 | 2.9 | 17.5714 | 1.6994 | 0.76923 | 1 | 0 | 0.079953 | 0.085 | 0.25579 | 0.27374 | 0.25579 | 0.29876 | 0.57569
| 20 | 0 | 0 | 0 | 0 | 0 | 11.96 | 2.97 | 17.5714 | 1.1255 | 0.76923 | 1 | 0 | 0.08611 | 0.085 | 0.26312 | 0.27374 | 0.26312 | 0.29512 | 1.1514
| 21 | 0 | 0 | 0 | 0 | 0 | 11.86 | 3.03 | 17.5714 | 0.77492 | 0.76923 | 1 | 0 | 0.082583 | 0.085 | 0.25892 | 0.27374 | 0.25892 | 0.29699 | 0.44776
| 22 | 0 | 0 | 0 | 0 | 0 | 11.52 | 2.97 | 17.5714 | 0.64691 | 0.76923 | 1 | 0 | 0.053363 | 0.085 | 0.22415 | 0.27374 | 0.22415 | 0.27057 | 0
| 23 | 0 | 0 | 0 | 0 | 0 | 11.46 | 2.9 | 17.5714 | 0.6208 | 0.76923 | 1 | 0 | 0.014987 | 0.085 | 0.17848 | 0.27374 | 0.17848 | 0.25041 | 0
| 24 | 0 | 0 | 0 | 0 | 0 | 11.09 | 2.76 | 17.5714 | 0.34567 | 0.76923 | 1 | 0 | 0.011153 | 0.085 | 0.17392 | 0.27374 | 0.17392 | 0.24651 | 0
| 25 | 0 | 0 | 0 | 0 | 0 | 10.84 | 2.69 | 17.5714 | 0.38797 | 0.76923 | 1 | 0 | 0.0037067 | 0.085 | 0.16506 | 0.27374 | 0.16506 | 0.24878 | 0
| 26 | 0 | 0 | 0 | 0 | 0 | 10.78 | 2.48 | 17.5714 | 0.39963 | 0.76923 | 1 | 0 | 0.0003 | 0.085 | 0.16101 | 0.27374 | 0.16101 | 0.25609 | 0
| 27 | 0 | 0 | 0 | 0 | 0 | 10.37 | 2.21 | 17.5714 | 0.38488 | 0.76923 | 1 | 0 | -0.00793 | 0.085 | 0.15121 | 0.27374 | 0.15121 | 0.28458 | 0
| 28 | 0 | 0 | 0 | 0 | 0 | 9.88 | 2.14 | 17.5714 | 0.47143 | 0.76923 | 1 | 0 | -0.0078 | 0.085 | 0.15137 | 0.27374 | 0.15137 | 0.30175 | 0
| 29 | 0.01279 | 0 | 21.36 | 6 | 10.56 | 10.19 | 1.93 | 17.5714 | 0.40824 | 0.76923 | 1 | 0 | 0.03198 | 0.085 | 0.19871 | 0.27374 | 0.19871 | 0.28423 | 0.51172
| 30 | 0.04438 | 0 | 53.4 | 15 | 20.47 | 12.05 | 1.72 | 17.5714 | 0.36015 | 0.76923 | 1 | 0 | 0.060073 | 0.085 | 0.23214 | 0.27374 | 0.23214 | 0.24997 | 0.51172
| 31 | 0.04888 | 0 | 58.03 | 16.3 | 30.44 | 13.78 | 2.69 | 17.5714 | 0.37786 | 0.76923 | 1 | 10 | 0.044463 | 0.085 | 0.21356 | 0.27374 | 0.21356 | 0.20649 | 5.9487
| 32 | 0.04407 | 0 | 53.76 | 15.1 | 40.02 | 15.49 | 3.45 | 17.5714 | 0.37661 | 0 | 0 | 0 | 0.027417 | 0.085 | 0.19328 | 0.27374 | 0.19328 | 0.189 | 0.44776
| 33 | 0.03979 | 0 | 49.84 | 14 | 48.58 | 16.72 | 3.66 | 17.5714 | 0.36893 | 0 | 0 | 0 | 0.010557 | 0.085 | 0.17321 | 0.27374 | 0.17321 | 0.17772 | 0
| 34 | 0.22758 | 40.17 | 201.2 | 61 | 55.06 | 17.96 | 4.28 | 17.5714 | 0.55616 | 0 | 0 | 0 | 0.0053333 | 0.085 | 0.167 | 0.27374 | 0.167 | 0.17773 | 0.57569
| 35 | 0.3041 | 96.05 | 227.57 | 64 | 57.98 | 18.77 | 4.69 | 17.5714 | 0.79729 | 0 | 0 | 0 | -0.00036333 | 0.085 | 0.16022 | 0.27374 | 0.16022 | 0.17464 | 0
| 36 | 0.45354 | 292.35 | 197.92 | 76.2 | 56.35 | 19.16 | 4.76 | 17.5714 | 0.91722 | 0 | 0 | 0 | -0.0071367 | 0.085 | 0.15216 | 0.27374 | 0.15216 | 0.17281 | 4.6055
| 37 | 0.56483 | 473.92 | 151.51 | 76.2 | 50.75 | 19.27 | 4.69 | 17.5714 | 0.89408 | 0 | 0 | 0 | -0.019907 | 0.085 | 0.13696 | 0.27374 | 0.13696 | 0.17584 | 0
| 38 | 0.60613 | 551.36 | 133.86 | 67.1 | 42.67 | 19.01 | 4.41 | 17.5714 | 0.44972 | 0 | 0 | 0 | -0.018047 | 0.085 | 0.13917 | 0.27374 | 0.13917 | 0.19199 | 0
| 39 | 0.46534 | 343.96 | 183.16 | 46.5 | 33.3 | 18.96 | 4 | 17.5714 | 0.66255 | 0 | 0 | 0 | -0.021537 | 0.085 | 0.13502 | 0.27374 | 0.13502 | 0.20865 | 0
| 40 | 0.18894 | 95.69 | 121.13 | 23.8 | 23.4 | 18.65 | 3.45 | 17.5714 | 0.97156 | 0 | 0 | 0 | -0.01155 | 0.085 | 0.14691 | 0.27374 | 0.14691 | 0.24819 | 0.63965
| 41 | 0.12591 | 80.46 | 73.36 | 13.1 | 13.43 | 18.06 | 2.76 | 17.5714 | 0.40193 | 0 | 0 | 0 | 0.041977 | 0.085 | 0.2106 | 0.27374 | 0.2106 | 0.27372 | 0.57569
| 42 | 0.05892 | 63.6 | 22.29 | 3.3 | 3.77 | 16.93 | 2.28 | 17.5714 | 0.61105 | 0.76923 | 1 | 0 | 0.07113 | 0.085 | 0.24529 | 0.27374 | 0.24529 | 0.30808 | 1.1514
| 43 | 0 | 0 | 0 | 0 | 0 | 15.73 | 2.28 | 17.5714 | 0.94767 | 0.76923 | 1 | 0 | 0.10528 | 0.085 | 0.28593 | 0.27374 | 0.28593 | 0.32364 | 1.2793
| 44 | 0 | 0 | 0 | 0 | 0 | 14.82 | 2.28 | 17.5714 | 1.4982 | 0.76923 | 1 | 0 | 0.10828 | 0.085 | 0.2895 | 0.27374 | 0.2895 | 0.32657 | 0.51172
| 45 | 0 | 0 | 0 | 0 | 0 | 14.17 | 2.21 | 17.5714 | 1.6279 | 0.76923 | 1 | 0 | 0.10236 | 0.085 | 0.28245 | 0.27374 | 0.28245 | 0.33028 | 0
| 46 | 0 | 0 | 0 | 0 | 0 | 13.88 | 2.14 | 17.5714 | 1.3041 | 0.76923 | 1 | 0 | 0.09277 | 0.085 | 0.27105 | 0.27374 | 0.27105 | 0.32713 | 0
| 47 | 0 | 0 | 0 | 0 | 0 | 13.51 | 2.07 | 17.5714 | 0.75654 | 0.76923 | 1 | 0 | 0.07241 | 0.085 | 0.24682 | 0.27374 | 0.24682 | 0.30799 | 0
| 48 | 0 | 0 | 0 | 0 | 0 | 12.98 | 1.93 | 17.5714 | 0.55835 | 0.76923 | 1 | 0 | 0.070727 | 0.085 | 0.24481 | 0.27374 | 0.24481 | 0.29298 | 0
| 49 | 0 | 0 | 0 | 0 | 0 | 12.3 | 1.72 | 17.5714 | 0.39393 | 0.76923 | 1 | 0 | 0.05942 | 0.085 | 0.23136 | 0.27374 | 0.23136 | 0.28449 | 0
| 50 | 0 | 0 | 0 | 0 | 0 | 11.85 | 1.59 | 17.5714 | 0.34949 | 0.76923 | 1 | 0 | 0.0602 | 0.085 | 0.23229 | 0.27374 | 0.23229 | 0.27909 | 0
| 51 | 0 | 0 | 0 | 0 | 0 | 12.12 | 1.52 | 17.5714 | 0.35861 | 0.76923 | 1 | 0 | 0.058283 | 0.085 | 0.23001 | 0.27374 | 0.23001 | 0.28745 | 0
| 52 | 0 | 0 | 0 | 0 | 0 | 12.37 | 1.72 | 17.5714 | 0.38995 | 0.76923 | 1 | 0 | 0.049537 | 0.085 | 0.2196 | 0.27374 | 0.2196 | 0.29265 | 0
| 53 | 0.00026 | 0 | 4.98 | 1.4 | 10.37 | 12.86 | 2.07 | 17.5714 | 0.48906 | 0.76923 | 1 | 0 | 0.076667 | 0.085 | 0.25188 | 0.27374 | 0.25188 | 0.30614 | 0
| 54 | 0.01418 | 0 | 23.14 | 6.5 | 20.29 | 13.27 | 2.41 | 17.5714 | 0.47306 | 0.76923 | 1 | 0 | 0.11147 | 0.085 | 0.2933 | 0.27374 | 0.2933 | 0.29933 | 0
| 55 | 0.01417 | 0 | 23.14 | 6.5 | 30.25 | 13.53 | 3.1 | 17.5714 | 1.054 | 0.76923 | 1 | 10 | 0.12169 | 0.085 | 0.30546 | 0.27374 | 0.30546 | 0.27808 | 8.5713
| 56 | 0.02793 | 0 | 37.74 | 10.6 | 39.82 | 14.88 | 3.03 | 17.5714 | 0.39112 | 0 | 0 | 0 | 0.10728 | 0.085 | 0.28831 | 0.27374 | 0.28831 | 0.25755 | 0
| 57 | 0.06329 | 0 | 72.27 | 20.3 | 48.36 | 16.19 | 3.52 | 17.5714 | 0.39417 | 0 | 0 | 0 | 0.097343 | 0.085 | 0.27649 | 0.27374 | 0.27649 | 0.24844 | 0
| 58 | 0.05446 | 0 | 68.29 | 13.7 | 54.8 | 16.71 | 3.93 | 17.5714 | 1.533 | 0 | 0 | 0 | 0.087403 | 0.085 | 0.26466 | 0.27374 | 0.26466 | 0.24259 | 0
| 59 | 0.2161 | 23.28 | 205.82 | 45.6 | 57.7 | 16.34 | 3.52 | 17.5714 | 1.5411 | 0 | 0 | 0 | 0.076833 | 0.085 | 0.25208 | 0.27374 | 0.25208 | 0.2303 | 0.51172
| 60 | 0.18331 | 13.68 | 182.75 | 38.1 | 56.06 | 16.57 | 3.66 | 17.5714 | 1.1028 | 0 | 0 | 0 | 0.059833 | 0.085 | 0.23185 | 0.27374 | 0.23185 | 0.23401 | 2.1108
| 61 | 0.2205 | 42.89 | 193.87 | 41.4 | 50.48 | 17.47 | 4.14 | 17.5714 | 0.72665 | 0 | 0 | 0 | 0.038927 | 0.085 | 0.20697 | 0.27374 | 0.20697 | 0.25491 | 0
| 62 | 0.04178 | 0 | 55.33 | 11.1 | 42.42 | 17.09 | 3.52 | 17.5714 | 0.39492 | 0 | 0 | 0 | 0.0393 | 0.085 | 0.20742 | 0.27374 | 0.20742 | 0.28347 | 0
| 63 | 0.037 | 0 | 50.35 | 10.1 | 33.07 | 17.23 | 3.38 | 17.5714 | 0.9496 | 0 | 0 | 0 | 0.041747 | 0.085 | 0.21033 | 0.27374 | 0.21033 | 0.30469 | 0
| 64 | 0.02638 | 0 | 38.88 | 7.8 | 23.17 | 16.93 | 3.38 | 17.5714 | 0.77894 | 0 | 0 | 0 | 0.052297 | 0.085 | 0.22288 | 0.27374 | 0.22288 | 0.34402 | 0
| 65 | 0.01544 | 0 | 26.42 | 5.3 | 13.2 | 15.99 | 2.62 | 17.5714 | 0.57281 | 0 | 0 | 0 | 0.07611 | 0.085 | 0.25122 | 0.27374 | 0.25122 | 0.39279 | 1.0234
| 66 | 0.0001 | 0 | 4.98 | 1 | 3.54 | 14.87 | 2.14 | 17.5714 | 1.0011 | 0.76923 | 1 | 0 | 0.10876 | 0.085 | 0.29007 | 0.27374 | 0.29007 | 0.42124 | 0.70362
| 67 | 0 | 0 | 0 | 0 | 0 | 14.63 | 1.79 | 17.5714 | 1.8784 | 0.76923 | 1 | 0 | 0.14054 | 0.085 | 0.32789 | 0.27374 | 0.32789 | 0.42738 | 3.1343
| 68 | 0 | 0 | 0 | 0 | 0 | 13.92 | 1.86 | 17.5714 | 1.5275 | 0.76923 | 1 | 0 | 0.14126 | 0.085 | 0.32875 | 0.27374 | 0.32875 | 0.43017 | 0
| 69 | 0 | 0 | 0 | 0 | 0 | 13.33 | 1.79 | 17.5714 | 1.4008 | 0.76923 | 1 | 0 | 0.12851 | 0.085 | 0.31358 | 0.27374 | 0.31358 | 0.42083 | 1.2153
| 70 | 0 | 0 | 0 | 0 | 0 | 13.01 | 1.66 | 17.5714 | 1.1136 | 0.76923 | 1 | 0 | 0.11327 | 0.085 | 0.29545 | 0.27374 | 0.29545 | 0.42656 | 0
| 71 | 0 | 0 | 0 | 0 | 0 | 12.63 | 1.52 | 17.5714 | 0.79485 | 0.76923 | 1 | 0 | 0.10573 | 0.085 | 0.28647 | 0.27374 | 0.28647 | 0.42792 | 0
| 72 | 0 | 0 | 0 | 0 | 0 | 12.44 | 1.52 | 17.5714 | 0.50327 | 0.76923 | 1 | 0 | 0.095833 | 0.085 | 0.27469 | 0.27374 | 0.27469 | 0.42282 | 0.44776
| 73 | 0 | 0 | 0 | 0 | 0 | 12.14 | 1.59 | 17.5714 | 0.4288 | 0.76923 | 1 | 0 | 0.093917 | 0.085 | 0.27241 | 0.27374 | 0.27241 | 0.42091 | 0
| 74 | 0 | 0 | 0 | 0 | 0 | 11.86 | 1.66 | 17.5714 | 0.42164 | 0.76923 | 1 | 0 | 0.0927 | 0.085 | 0.27096 | 0.27374 | 0.27096 | 0.4303 | 0
| 75 | 0 | 0 | 0 | 0 | 0 | 11.64 | 1.52 | 17.5714 | 0.45267 | 0.76923 | 1 | 0 | 0.0832 | 0.085 | 0.25966 | 0.27374 | 0.25966 | 0.43224 | 0
| 76 | 0 | 0 | 0 | 0 | 0 | 11.22 | 1.45 | 17.5714 | 0.43415 | 0.76923 | 1 | 0 | 0.077837 | 0.085 | 0.25328 | 0.27374 | 0.25328 | 0.42829 | 0
| 77 | 0.01305 | 0 | 21.72 | 6.1 | 10.18 | 11.01 | 1.03 | 17.5714 | 0.69821 | 0.76923 | 1 | 0 | 0.11321 | 0.085 | 0.29537 | 0.27374 | 0.29537 | 0.40647 | 0
| 78 | 0.03315 | 0 | 42.72 | 12 | 20.11 | 13.1 | 1.17 | 17.5714 | 0.46368 | 0.76923 | 1 | 0 | 0.14021 | 0.085 | 0.3275 | 0.27374 | 0.3275 | 0.35674 | 0
| 79 | 0.03149 | 0 | 41.3 | 11.6 | 30.06 | 14.29 | 0.41 | 17.5714 | 0.64999 | 0.76923 | 1 | 10 | 0.13579 | 0.085 | 0.32224 | 0.27374 | 0.32224 | 0.31282 | 10.2344
| 80 | 0.04174 | 0 | 51.62 | 14.5 | 39.62 | 15.32 | 0.28 | 17.5714 | 1.0578 | 0 | 0 | 0 | 0.12303 | 0.085 | 0.30705 | 0.27374 | 0.30705 | 0.26133 | 0.38379
| 81 | 0.03534 | 0 | 45.57 | 12.8 | 48.13 | 16.87 | 0.83 | 17.5714 | 0.75775 | 0 | 0 | 0 | 0.10696 | 0.085 | 0.28793 | 0.27374 | 0.28793 | 0.2229 | 0.44776
| 82 | 0.18178 | 133.33 | 64.28 | 83.1 | 54.54 | 18.03 | 1.1 | 17.5714 | 0.73519 | 0 | 0 | 0 | 0.097723 | 0.085 | 0.27694 | 0.27374 | 0.27694 | 0.20137 | 0.44776
| 83 | 0.35496 | 269.51 | 116.89 | 83.2 | 57.41 | 19.05 | 1.31 | 17.5714 | 0.90955 | 0 | 0 | 0 | 0.071193 | 0.085 | 0.24537 | 0.27374 | 0.24537 | 0.19549 | 0.63965
| 84 | 0.48726 | 436.57 | 106.98 | 84.1 | 55.78 | 19.66 | 1.38 | 17.5714 | 0.37857 | 0 | 0 | 0 | 0.07047 | 0.085 | 0.24451 | 0.27374 | 0.24451 | 0.20166 | 2.9424
| 85 | 0.51852 | 413.04 | 181.4 | 72 | 50.21 | 19.94 | 1.17 | 17.5714 | 0.51733 | 0 | 0 | 0 | 0.050913 | 0.085 | 0.22124 | 0.27374 | 0.22124 | 0.21808 | 0
| 86 | 0.4137 | 257.38 | 215.98 | 53.1 | 42.17 | 20.61 | 1.17 | 17.5714 | 0.63634 | 0 | 0 | 0 | 0.062317 | 0.085 | 0.23481 | 0.27374 | 0.23481 | 0.25576 | 0
| 87 | 0.52294 | 473.77 | 149.31 | 49.8 | 32.83 | 20.92 | 1.03 | 17.5714 | 0.48865 | 0 | 0 | 0 | 0.071037 | 0.085 | 0.24518 | 0.27374 | 0.24518 | 0.30224 | 0
| 88 | 0.44547 | 407.64 | 126.32 | 34.1 | 22.94 | 20.77 | 0.9 | 17.5714 | 0.4594 | 0 | 0 | 0 | 0.081727 | 0.085 | 0.2579 | 0.27374 | 0.2579 | 0.38212 | 0
| 89 | 0.29428 | 265.24 | 92.24 | 17.3 | 12.97 | 20.39 | 0.76 | 17.5714 | 0.45094 | 0 | 0 | 0 | 0.09513 | 0.085 | 0.27385 | 0.27374 | 0.27385 | 0.45188 | 0
| 90 | 0.03091 | 36.88 | 14.66 | 2.4 | 3.29 | 19.14 | 1.03 | 17.5714 | 1.8669 | 0 | 1 | 0 | 0.12982 | 0.085 | 0.31513 | 0.27374 | 0.31513 | 0.48044 | 0.57569
| 91 | 0 | 0 | 0 | 0 | 0 | 17.79 | 1.59 | 17.5714 | 0.96143 | 0 | 1 | 0 | 0.17318 | 0.085 | 0.36674 | 0.27374 | 0.36674 | 0.4965 | 0
| 92 | 0 | 0 | 0 | 0 | 0 | 16.15 | 1.72 | 17.5714 | 0.78657 | 0 | 1 | 0 | 0.16393 | 0.085 | 0.35573 | 0.27374 | 0.35573 | 0.49622 | 0.51172
| 93 | 0 | 0 | 0 | 0 | 0 | 14.68 | 1.72 | 17.5714 | 1.463 | 0 | 1 | 0 | 0.13762 | 0.085 | 0.32442 | 0.27374 | 0.32442 | 0.50133 | 0.57569
| 94 | 0 | 0 | 0 | 0 | 0 | 13.72 | 1.66 | 17.5714 | 1.2059 | 0 | 1 | 0 | 0.1202 | 0.085 | 0.30369 | 0.27374 | 0.30369 | 0.48022 | 0
| 95 | 0 | 0 | 0 | 0 | 0 | 12.92 | 1.59 | 17.5714 | 0.62622 | 0 | 1 | 0 | 0.12044 | 0.085 | 0.30397 | 0.27374 | 0.30397 | 0.47187 | 0
| 96 | 0 | 0 | 0 | 0 | 0 | 12.32 | 1.45 | 17.5714 | 0.35835 | 0 | 1 | 0 | 0.11556 | 0.085 | 0.29817 | 0.27374 | 0.29817 | 0.47722 | 0
| 97 | 0 | 0 | 0 | 0 | 0 | 12.08 | 1.31 | 17.5714 | 0.31103 | 0 | 1 | 0 | 0.10072 | 0.085 | 0.2805 | 0.27374 | 0.2805 | 0.4742 | 0.51172
| 98 | 0 | 0 | 0 | 0 | 0 | 11.93 | 1.24 | 17.5714 | 0.40785 | 0 | 1 | 0 | 0.09915 | 0.085 | 0.27864 | 0.27374 | 0.27864 | 0.47039 | 0
| 99 | 0 | 0 | 0 | 0 | 0 | 11.68 | 1.24 | 17.5714 | 0.4299 | 0 | 1 | 0 | 0.09312 | 0.085 | 0.27146 | 0.27374 | 0.27146 | 0.46139 | 0
| 100 | 0 | 0 | 0 | 0 | 0 | 11.39 | 1.24 | 17.5714 | 0.46393 | 0 | 1 | 0 | 0.08504 | 0.085 | 0.26185 | 0.27374 | 0.26185 | 0.44498 | 0
| 101 | 0.0111 | 0 | 19.58 | 5.5 | 9.99 | 11.69 | 1.1 | 17.5714 | 0.45139 | 0 | 1 | 0 | 0.12205 | 0.085 | 0.30589 | 0.27374 | 0.30589 | 0.40779 | 0
| 102 | 0.02341 | 0 | 33.11 | 9.3 | 19.92 | 14.5 | 0.48 | 17.5714 | 0.93606 | 0 | 1 | 0 | 0.16053 | 0.085 | 0.35168 | 0.27374 | 0.35168 | 0.36257 | 0
| 103 | 0.02887 | 0 | 39.16 | 11 | 29.88 | 17.56 | 0.48 | 17.5714 | 0.39374 | 0 | 1 | 10 | 0.13798 | 0.085 | 0.32485 | 0.27374 | 0.32485 | 0.32684 | 3.9658
| 104 | 0.03613 | 0 | 46.99 | 13.2 | 39.42 | 20.25 | 0.62 | 17.5714 | 0.41978 | 0 | 0 | 0 | 0.11821 | 0.085 | 0.30132 | 0.27374 | 0.30132 | 0.26091 | 6.3965
| 105 | 0.03755 | 0 | 48.77 | 13.7 | 47.9 | 22 | 0.55 | 17.5714 | 0.37022 | 0 | 0 | 0 | 0.10382 | 0.085 | 0.2842 | 0.27374 | 0.2842 | 0.22885 | 0
| 106 | 0.1774 | 137.34 | 62.11 | 83 | 54.28 | 23.26 | 0.14 | 17.5714 | 0.39915 | 0 | 0 | 0 | 0.090637 | 0.085 | 0.26851 | 0.27374 | 0.26851 | 0.21006 | 0
| 107 | 0.34679 | 305.89 | 85.74 | 85.9 | 57.12 | 24.24 | 0.21 | 17.5714 | 0.54639 | 0 | 0 | 0 | 0.075187 | 0.085 | 0.25012 | 0.27374 | 0.25012 | 0.2003 | 0
| 108 | 0.46979 | 437.34 | 108.29 | 83.6 | 55.48 | 25.07 | 0.48 | 17.5714 | 0.52982 | 0 | 0 | 0 | 0.04475 | 0.085 | 0.2139 | 0.27374 | 0.2139 | 0.20228 | 0.70362
| 109 | 0.54877 | 546.56 | 112.94 | 78 | 49.94 | 25.59 | 0.55 | 17.5714 | 0.50005 | 0 | 0 | 0 | 0.033427 | 0.085 | 0.20043 | 0.27374 | 0.20043 | 0.20855 | 0
| 110 | 0.56333 | 560.44 | 130.46 | 65.8 | 41.92 | 25.91 | 0.62 | 17.5714 | 0.41274 | 0 | 0 | 0 | 0.049837 | 0.085 | 0.21996 | 0.27374 | 0.21996 | 0.23798 | 0
| 111 | 0.54404 | 546.32 | 125.67 | 51.8 | 32.59 | 25.91 | 0.83 | 17.5714 | 0.36061 | 0 | 0 | 0 | 0.05632 | 0.085 | 0.22767 | 0.27374 | 0.22767 | 0.29502 | 1.4712
| 112 | 0.42452 | 390.88 | 129.17 | 33.2 | 22.7 | 25.6 | 0.97 | 17.5714 | 0.36879 | 0 | 0 | 0 | 0.07853 | 0.085 | 0.2541 | 0.27374 | 0.2541 | 0.3752 | 1.0874
| 113 | 0.28834 | 263.72 | 93.06 | 17 | 12.73 | 24.75 | 1.17 | 17.5714 | 0.4076 | 0 | 0 | 0 | 0.084383 | 0.085 | 0.26107 | 0.27374 | 0.26107 | 0.4322 | 0
| 114 | 0.01145 | 16.05 | 9.26 | 1.7 | 3.05 | 23.05 | 1.86 | 17.5714 | 1.1897 | 0 | 1 | 0 | 0.10753 | 0.085 | 0.28861 | 0.27374 | 0.28861 | 0.45751 | 0
| 115 | 0 | 0 | 0 | 0 | 0 | 21.48 | 2.07 | 17.5714 | 1.0304 | 0 | 1 | 0 | 0.17894 | 0.085 | 0.37358 | 0.27374 | 0.37358 | 0.46415 | 0
| 116 | 0 | 0 | 0 | 0 | 0 | 19.82 | 2.07 | 17.5714 | 3.2589 | 0 | 1 | 0 | 0.15492 | 0.085 | 0.345 | 0.27374 | 0.345 | 0.46984 | 0.83154
| 117 | 0 | 0 | 0 | 0 | 0 | 18.4 | 1.86 | 17.5714 | 1.1668 | 0 | 1 | 0 | 0.13638 | 0.085 | 0.32294 | 0.27374 | 0.32294 | 0.46037 | 0.76758
| 118 | 0 | 0 | 0 | 0 | 0 | 17.09 | 1.72 | 17.5714 | 0.78686 | 0 | 1 | 0 | 0.1231 | 0.085 | 0.30714 | 0.27374 | 0.30714 | 0.42724 | 1.2153
| 119 | 0 | 0 | 0 | 0 | 0 | 16.03 | 1.59 | 17.5714 | 0.68785 | 0 | 1 | 0 | 0.11843 | 0.085 | 0.30159 | 0.27374 | 0.30159 | 0.3937 | 0
| 120 | 0 | 0 | 0 | 0 | 0 | 15.21 | 1.52 | 17.5714 | 0.64289 | 0 | 1 | 0 | 0.11314 | 0.085 | 0.29529 | 0.27374 | 0.29529 | 0.37529 | 0
| 121 | 0 | 0 | 0 | 0 | 0 | 14.57 | 1.45 | 17.5714 | 0.70851 | 0 | 1 | 0 | 0.10717 | 0.085 | 0.28818 | 0.27374 | 0.28818 | 0.36605 | 0
| 122 | 0 | 0 | 0 | 0 | 0 | 14.16 | 1.31 | 17.5714 | 0.69312 | 0 | 1 | 0 | 0.09202 | 0.085 | 0.27015 | 0.27374 | 0.27015 | 0.3592 | 0
| 123 | 0 | 0 | 0 | 0 | 0 | 13.93 | 1.24 | 17.5714 | 0.68475 | 0 | 1 | 0 | 0.090893 | 0.085 | 0.26881 | 0.27374 | 0.26881 | 0.37114 | 0
| 124 | 0 | 0 | 0 | 0 | 0 | 13.8 | 1.1 | 17.5714 | 0.61166 | 0 | 1 | 0 | 0.071677 | 0.085 | 0.24595 | 0.27374 | 0.24595 | 0.36308 | 0
| 125 | 0.01125 | 0 | 19.94 | 5.6 | 9.8 | 14.32 | 0.9 | 17.5714 | 0.71145 | 0 | 1 | 0 | 0.10042 | 0.085 | 0.28015 | 0.27374 | 0.28015 | 0.34517 | 0
| 126 | 0.02521 | 0 | 35.24 | 9.9 | 19.73 | 16.55 | 0.48 | 17.5714 | 0.82039 | 0 | 1 | 0 | 0.09991 | 0.085 | 0.27954 | 0.27374 | 0.27954 | 0.33358 | 0
| 127 | 0.03801 | 0 | 48.77 | 13.7 | 29.68 | 19.6 | 0.55 | 17.5714 | 0.39491 | 0 | 1 | 10 | 0.084073 | 0.085 | 0.2607 | 0.27374 | 0.2607 | 0.30228 | 3.582
| 128 | 0.08448 | 0 | 95.05 | 26.7 | 39.21 | 22.53 | 0.69 | 17.5714 | 0.39986 | 0 | 0 | 0 | 0.08129 | 0.085 | 0.25739 | 0.27374 | 0.25739 | 0.26736 | 6.3965
| 129 | 0.11457 | 0 | 125.31 | 35.2 | 47.67 | 24.82 | 0.55 | 17.5714 | 0.3474 | 0 | 0 | 0 | 0.086637 | 0.085 | 0.26375 | 0.27374 | 0.26375 | 0.25099 | 0
| 130 | 0.21309 | 63.85 | 176.75 | 65.5 | 54.01 | 26.61 | 0.9 | 17.5714 | 0.33179 | 0 | 0 | 0 | 0.06437 | 0.085 | 0.23725 | 0.27374 | 0.23725 | 0.228 | 0
| 131 | 0.34339 | 294.83 | 94.18 | 83.6 | 56.82 | 27.66 | 1.66 | 17.5714 | 0.32907 | 0 | 0 | 0 | 0.06967 | 0.085 | 0.24356 | 0.27374 | 0.24356 | 0.21691 | 0.57569
| 132 | 0.44112 | 340.63 | 168.54 | 76.6 | 55.19 | 28.08 | 2.07 | 17.5714 | 0.61642 | 0 | 0 | 0 | 0.03816 | 0.085 | 0.20606 | 0.27374 | 0.20606 | 0.21403 | 0.76758
| 133 | 0.21729 | 51.8 | 196.34 | 42.2 | 49.66 | 28.27 | 1.93 | 17.5714 | 1.9458 | 0 | 0 | 0 | 0.0241 | 0.085 | 0.18933 | 0.27374 | 0.18933 | 0.21576 | 0.51172
| 134 | 0.14185 | 20.45 | 145.5 | 29.9 | 41.66 | 28.35 | 2 | 17.5714 | 0.41897 | 0 | 0 | 0 | 0.017463 | 0.085 | 0.18143 | 0.27374 | 0.18143 | 0.2209 | 0
| 135 | 0.03632 | 0 | 51.84 | 10.4 | 32.34 | 27.82 | 1.93 | 17.5714 | 0.56525 | 0 | 0 | 0 | 0.026757 | 0.085 | 0.19249 | 0.27374 | 0.19249 | 0.24414 | 1.4712
| 136 | 0.40328 | 357.65 | 132.14 | 31.7 | 22.46 | 26.97 | 2.21 | 17.5714 | 0.96529 | 0 | 0 | 0 | 0.043053 | 0.085 | 0.21188 | 0.27374 | 0.21188 | 0.29142 | 2.0469
| 137 | 0.28307 | 259.5 | 90.64 | 16.4 | 12.48 | 25.78 | 2.07 | 17.5714 | 0.51855 | 0 | 0 | 0 | 0.061747 | 0.085 | 0.23413 | 0.27374 | 0.23413 | 0.32139 | 0
| 138 | 0.02679 | 35.2 | 12.14 | 2 | 2.79 | 24.39 | 2.41 | 17.5714 | 0.5603 | 10 | 0 | 0 | 0.1033 | 0.085 | 0.28358 | 0.27374 | 0.28358 | 0.35005 | 0.57569
| 139 | 0 | 0 | 0 | 0 | 0 | 22.68 | 1.24 | 17.5714 | 0.80445 | 0 | 0 | 0 | 0.12467 | 0.085 | 0.309 | 0.27374 | 0.309 | 0.36928 | 0
| 140 | 0 | 0 | 0 | 0 | 0 | 21.39 | 1.24 | 17.5714 | 3.4377 | 0 | 0 | 0 | 0.12613 | 0.085 | 0.31075 | 0.27374 | 0.31075 | 0.37574 | 1.4072
| 141 | 0 | 0 | 0 | 0 | 0 | 20.11 | 1.52 | 17.5714 | 1.8463 | 0 | 0 | 0 | 0.11964 | 0.085 | 0.30302 | 0.27374 | 0.30302 | 0.3627 | 0.51172
| 142 | 0 | 0 | 0 | 0 | 0 | 19.08 | 1.45 | 17.5714 | 2.085 | 0 | 0 | 0 | 0.11075 | 0.085 | 0.29244 | 0.27374 | 0.29244 | 0.34151 | 0
| 143 | 0 | 0 | 0 | 0 | 0 | 18.45 | 1.31 | 17.5714 | 0.84158 | 0 | 0 | 0 | 0.09939 | 0.085 | 0.27892 | 0.27374 | 0.27892 | 0.32622 | 0
| 144 | 0 | 0 | 0 | 0 | 0 | 18.1 | 1.31 | 17.5714 | 0.5966 | 0 | 0 | 0 | 0.095967 | 0.085 | 0.27485 | 0.27374 | 0.27485 | 0.32124 | 0
| 145 | 0 | 0 | 0 | 0 | 0 | 17.93 | 1.24 | 17.5714 | 0.40589 | 0 | 0 | 0 | 0.09143 | 0.085 | 0.26945 | 0.27374 | 0.26945 | 0.32176 | 0
| 146 | 0 | 0 | 0 | 0 | 0 | 17.73 | 1.1 | 17.5714 | 0.40164 | 0 | 0 | 0 | 0.07288 | 0.085 | 0.24738 | 0.27374 | 0.24738 | 0.32795 | 0
| 147 | 0 | 0 | 0 | 0 | 0 | 17.43 | 1.03 | 17.5714 | 0.43716 | 0 | 0 | 0 | 0.071627 | 0.085 | 0.24589 | 0.27374 | 0.24589 | 0.32852 | 0
| 148 | 0 | 0 | 0 | 0 | 0 | 16.79 | 1.03 | 17.5714 | 0.61013 | 0 | 0 | 0 | 0.07501 | 0.085 | 0.24991 | 0.27374 | 0.24991 | 0.32089 | 0
| 149 | 0.0126 | 0 | 21.72 | 6.1 | 9.61 | 17.32 | 0.62 | 17.5714 | 0.61819 | 0 | 0 | 0 | 0.07348 | 0.085 | 0.24809 | 0.27374 | 0.24809 | 0.30072 | 0
| 150 | 0.02693 | 0 | 37.38 | 10.5 | 19.55 | 18.98 | 0.28 | 17.5714 | 0.39309 | 0 | 0 | 0 | 0.072567 | 0.085 | 0.247 | 0.27374 | 0.247 | 0.27198 | 0
| 151 | 0.03172 | 0 | 42.72 | 12 | 29.49 | 21.55 | 0.76 | 17.5714 | 1.2163 | 0 | 0 | 0 | 0.06595 | 0.085 | 0.23913 | 0.27374 | 0.23913 | 0.23682 | 10.6182
| 152 | 0.05352 | 0 | 65.15 | 18.3 | 39.01 | 23.65 | 0.9 | 17.5714 | 0.94437 | 0 | 0 | 0 | 0.067527 | 0.085 | 0.24101 | 0.27374 | 0.24101 | 0.20758 | 0.95947
| 153 | 0.07895 | 0 | 90.43 | 25.4 | 47.43 | 24.69 | 1.24 | 17.5714 | 0.48142 | 0 | 0 | 0 | 0.039433 | 0.085 | 0.20758 | 0.27374 | 0.20758 | 0.19396 | 0
| 154 | 0.19127 | 118.76 | 96.88 | 76.7 | 53.74 | 25.41 | 1.72 | 17.5714 | 0.36935 | 0 | 0 | 0 | 0.029097 | 0.085 | 0.19528 | 0.27374 | 0.19528 | 0.18686 | 0
| 155 | 0.34417 | 283.9 | 103.78 | 81.6 | 56.53 | 26.41 | 1.72 | 17.5714 | 0.95588 | 0 | 0 | 0 | 0.024753 | 0.085 | 0.19011 | 0.27374 | 0.19011 | 0.1878 | 0.44776
| 156 | 0.44056 | 344.96 | 164.44 | 76 | 54.88 | 27.18 | 1.52 | 17.5714 | 0.45243 | 0 | 0 | 0 | 0.010727 | 0.085 | 0.17341 | 0.27374 | 0.17341 | 0.1925 | 2.8784
| 157 | 0.52815 | 498.35 | 132.37 | 73.5 | 49.38 | 27.57 | 1.38 | 17.5714 | 1.2165 | 0 | 0 | 0 | -0.0009 | 0.085 | 0.15958 | 0.27374 | 0.15958 | 0.20037 | 0
| 158 | 0.44492 | 330.63 | 201.99 | 54.9 | 41.39 | 27.88 | 1.31 | 17.5714 | 0.77127 | 0 | 0 | 0 | -0.00094667 | 0.085 | 0.15952 | 0.27374 | 0.15952 | 0.22536 | 0.51172
| 159 | 0.04487 | 0 | 61.32 | 12.3 | 32.09 | 27.73 | 0.9 | 17.5714 | 0.44143 | 0 | 0 | 0 | 0.011717 | 0.085 | 0.17459 | 0.27374 | 0.17459 | 0.26341 | 0
| 160 | 0.41247 | 386.68 | 124.28 | 31.8 | 22.21 | 27.66 | 0.9 | 17.5714 | 0.55357 | 0 | 0 | 0 | 0.04468 | 0.085 | 0.21382 | 0.27374 | 0.21382 | 0.3447 | 0
| 161 | 0.12424 | 90.52 | 69.46 | 11.9 | 12.23 | 26.92 | 1.1 | 17.5714 | 1.3419 | 0 | 0 | 0 | 0.073193 | 0.085 | 0.24775 | 0.27374 | 0.24775 | 0.40716 | 0
| 162 | 0.02007 | 29.25 | 9.29 | 1.6 | 2.54 | 25.72 | 1.45 | 17.5714 | 1.4327 | 0 | 0 | 0 | 0.10695 | 0.085 | 0.28792 | 0.27374 | 0.28792 | 0.46146 | 0.57569
| 163 | 0 | 0 | 0 | 0 | 0 | 23.03 | 1.93 | 17.5714 | 1.0223 | 0 | 0 | 0 | 0.13077 | 0.085 | 0.31627 | 0.27374 | 0.31627 | 0.48712 | 0.38379
| 164 | 0 | 0 | 0 | 0 | 0 | 21.89 | 1.72 | 17.5714 | 1.1979 | 0 | 0 | 0 | 0.138 | 0.085 | 0.32487 | 0.27374 | 0.32487 | 0.49219 | 0.63965
| 165 | 0 | 0 | 0 | 0 | 0 | 20.83 | 1.24 | 17.5714 | 0.6504 | 0 | 0 | 0 | 0.13755 | 0.085 | 0.32434 | 0.27374 | 0.32434 | 0.48183 | 1.0234
| 166 | 0 | 0 | 0 | 0 | 0 | 19.85 | 1.1 | 17.5714 | 1.2792 | 0 | 0 | 0 | 0.11448 | 0.085 | 0.29688 | 0.27374 | 0.29688 | 0.48866 | 0
| 167 | 0 | 0 | 0 | 0 | 0 | 19.51 | 0.9 | 17.5714 | 1.1332 | 0 | 0 | 0 | 0.11665 | 0.085 | 0.29947 | 0.27374 | 0.29947 | 0.4924 | 0
transition | 0 | 0 | 0 | 0 | 0 | 0 | 4.03 | 1.52 | 14.5714 | 0.68044 | 0 | 0 | 0 | 0.107 | 0.031 | 0.28798 | 0.20948 | 0.22372 | 0.59821 | 0
| 1 | 0 | 0 | 0 | 0 | 0 | 3.73 | 1.52 | 14.5714 | 0.50455 | 0 | 0 | 0 | 0.10243 | 0.031 | 0.28255 | 0.20948 | 0.21829 | 0.59181 | 0.51172
| 2 | 0 | 0 | 0 | 0 | 0 | 3.51 | 1.38 | 14.5714 | 0.50766 | 0 | 0 | 0 | 0.1016 | 0.031 | 0.28155 | 0.20948 | 0.21729 | 0.59695 | 0
| 3 | 0 | 0 | 0 | 0 | 0 | 2.97 | 1.45 | 14.5714 | 0.53538 | 0 | 0 | 0 | 0.095233 | 0.031 | 0.27398 | 0.20948 | 0.20972 | 0.59076 | 0
| 4 | 0 | 0 | 0 | 0 | 0 | 3.33 | 1.17 | 14.5714 | 0.56428 | 0 | 0 | 0 | 0.0851 | 0.031 | 0.26192 | 0.20948 | 0.19766 | 0.58394 | 0
| 5 | 0.00721 | 0 | 14.6 | 4.1 | 7.29 | 3.72 | 0.83 | 14.5714 | 0.623 | 0 | 0 | 0 | 0.12517 | 0.031 | 0.3096 | 0.20948 | 0.24534 | 0.55956 | 0
| 6 | 0.0112 | 0 | 19.22 | 5.4 | 17.28 | 5.03 | 0.9 | 14.5714 | 0.5593 | 0 | 0 | 0 | 0.16216 | 0.085 | 0.35362 | 0.27374 | 0.35362 | 0.53784 | 0
| 7 | 0.0192 | 0 | 27.77 | 7.8 | 27.13 | 5.77 | 1.03 | 14.5714 | 0.52722 | 0 | 0 | 0 | 0.17324 | 0.085 | 0.3668 | 0.27374 | 0.3668 | 0.51195 | 8.4434
| 8 | 0.05045 | 0 | 58.03 | 16.3 | 36.39 | 6.89 | 0.83 | 14.5714 | 0.61633 | 0 | 0 | 0 | 0.14811 | 0.085 | 0.3369 | 0.27374 | 0.3369 | 0.47213 | 0
| 9 | 0.09424 | 0 | 104.68 | 21 | 44.37 | 7.77 | 0.69 | 14.5714 | 0.53225 | 0 | 0 | 0 | 0.12245 | 0.085 | 0.30637 | 0.27374 | 0.30637 | 0.42467 | 0
| 10 | 0.16854 | 6.13 | 170.86 | 36.1 | 50.07 | 8.81 | 0.76 | 14.5714 | 0.59667 | 0 | 0 | 0 | 0.12305 | 0.085 | 0.30708 | 0.27374 | 0.30708 | 0.39031 | 0
| 11 | 0.18373 | 12.83 | 180.47 | 37.9 | 52.32 | 10.41 | 0.9 | 14.5714 | 0.76173 | 0 | 0 | 0 | 0.10923 | 0.085 | 0.29063 | 0.27374 | 0.29063 | 0.37375 | 0
| 12 | 0.35558 | 143.91 | 234.31 | 56.9 | 50.47 | 11.61 | 1.24 | 14.5714 | 0.80001 | 0 | 0 | 0 | 0.11058 | 0.085 | 0.29224 | 0.27374 | 0.29224 | 0.35354 | 1.855
| 13 | 0.54311 | 390.84 | 211.39 | 64.4 | 45.06 | 12.21 | 1.66 | 14.5714 | 0.67231 | 0 | 0 | 0 | 0.10316 | 0.085 | 0.28341 | 0.27374 | 0.28341 | 0.36614 | 0
| 14 | 0.31202 | 143.77 | 194.56 | 40.8 | 37.26 | 12.31 | 1.72 | 14.5714 | 1.7273 | 0 | 0 | 0 | 0.09556 | 0.085 | 0.27437 | 0.27374 | 0.27437 | 0.39717 | 0
| 15 | 0.05113 | 0 | 63.81 | 12.8 | 28.1 | 11.93 | 1.38 | 14.5714 | 0.90796 | 0 | 0 | 0 | 0.083347 | 0.085 | 0.25983 | 0.27374 | 0.25983 | 0.42532 | 0
| 16 | 0.27954 | 191.54 | 122.37 | 21.5 | 18.28 | 11.19 | 2.48 | 14.5714 | 0.79199 | 0 | 0 | 0 | 0.094043 | 0.085 | 0.27256 | 0.27374 | 0.27256 | 0.45989 | 0
| 17 | 0.24207 | 209.27 | 72.25 | 9.6 | 8.3 | 9.64 | 2.07 | 14.5714 | 1.3531 | 0 | 0 | 0 | 0.11446 | 0.119 | 0.29686 | 0.3142 | 0.33732 | 0.48932 | 0.51172
| 18 | 0 | 0 | 0 | 0 | 0 | 8.57 | 1.86 | 14.5714 | 1.4011 | 0.76923 | 1 | 0 | 0.14136 | 0.119 | 0.32887 | 0.3142 | 0.36933 | 0.50068 | 1.1514
| 19 | 0 | 0 | 0 | 0 | 0 | 6.82 | 1.93 | 14.5714 | 1.5852 | 0.76923 | 1 | 0 | 0.16349 | 0.119 | 0.3552 | 0.3142 | 0.39566 | 0.50409 | 1.6631
| 20 | 0 | 0 | 0 | 0 | 0 | 6.36 | 1.79 | 14.5714 | 1.7571 | 0.76923 | 1 | 0 | 0.14953 | 0.085 | 0.33859 | 0.27374 | 0.33859 | 0.50031 | 2.4307
| 21 | 0 | 0 | 0 | 0 | 0 | 6.15 | 1.79 | 14.5714 | 1.676 | 0.76923 | 1 | 0 | 0.1421 | 0.085 | 0.32975 | 0.27374 | 0.32975 | 0.48123 | 1.0234
| 22 | 0 | 0 | 0 | 0 | 0 | 5.98 | 1.86 | 14.5714 | 0.61938 | 0.76923 | 1 | 0 | 0.11965 | 0.085 | 0.30303 | 0.27374 | 0.30303 | 0.46573 | 0
| 23 | 0 | 0 | 0 | 0 | 0 | 6.05 | 1.79 | 14.5714 | 0.63843 | 0.76923 | 1 | 0 | 0.11403 | 0.085 | 0.29634 | 0.27374 | 0.29634 | 0.45813 | 0.44776
| 24 | 0 | 0 | 0 | 0 | 0 | 5.82 | 1.66 | 14.5714 | 0.78649 | 0.76923 | 1 | 0 | 0.10374 | 0.031 | 0.2841 | 0.20948 | 0.21984 | 0.45918 | 0
| 25 | 0 | 0 | 0 | 0 | 0 | 5.26 | 1.66 | 14.5714 | 0.78428 | 0.76923 | 1 | 0 | 0.10159 | 0.031 | 0.28154 | 0.20948 | 0.21728 | 0.47406 | 0
| 26 | 0 | 0 | 0 | 0 | 0 | 5.04 | 1.79 | 14.5714 | 0.80009 | 0.76923 | 1 | 0 | 0.095657 | 0.031 | 0.27448 | 0.20948 | 0.21022 | 0.47408 | 0
| 27 | 0 | 0 | 0 | 0 | 0 | 5.29 | 1.79 | 14.5714 | 0.71307 | 0.76923 | 1 | 0 | 0.088993 | 0.031 | 0.26655 | 0.20948 | 0.20229 | 0.47453 | 0
| 28 | 0 | 0 | 0 | 0 | 0 | 5.41 | 1.79 | 14.5714 | 0.63542 | 0.76923 | 1 | 0 | 0.09012 | 0.031 | 0.26789 | 0.20948 | 0.20363 | 0.48093 | 0
| 29 | 0.00511 | 0 | 12.1 | 3.4 | 7.59 | 5.49 | 1.86 | 14.5714 | 1.0165 | 0.76923 | 1 | 0 | 0.12107 | 0.031 | 0.30472 | 0.20948 | 0.24046 | 0.48492 | 0
| 30 | 0.02854 | 0 | 37.02 | 10.4 | 17.58 | 5.73 | 2.83 | 14.5714 | 0.61726 | 0.76923 | 1 | 0 | 0.14312 | 0.085 | 0.33096 | 0.27374 | 0.33096 | 0.48384 | 0
| 31 | 0.07151 | 0 | 76.9 | 21.6 | 27.43 | 6.52 | 3.59 | 14.5714 | 0.60221 | 0.76923 | 1 | 10 | 0.16003 | 0.085 | 0.35109 | 0.27374 | 0.35109 | 0.46046 | 5.8208
| 32 | 0.08087 | 0 | 85.44 | 24 | 36.7 | 7.09 | 3.79 | 14.5714 | 0.591 | 0 | 0 | 0 | 0.1415 | 0.085 | 0.32904 | 0.27374 | 0.32904 | 0.42234 | 0
| 33 | 0.08909 | 0 | 99.2 | 19.9 | 44.7 | 7.65 | 3.72 | 14.5714 | 0.83903 | 0 | 0 | 0 | 0.12924 | 0.085 | 0.31444 | 0.27374 | 0.31444 | 0.38976 | 0.63965
| 34 | 0.10558 | 0 | 115.15 | 23.1 | 50.42 | 8.33 | 3.72 | 14.5714 | 0.88405 | 0 | 0 | 0 | 0.11703 | 0.085 | 0.29992 | 0.27374 | 0.29992 | 0.36716 | 0
| 35 | 0.06669 | 0 | 78.26 | 15.7 | 52.67 | 9.21 | 3.52 | 14.5714 | 0.86425 | 0 | 0 | 0 | 0.11035 | 0.085 | 0.29197 | 0.27374 | 0.29197 | 0.35765 | 0
| 36 | 0.16982 | 11.31 | 166.61 | 34.3 | 50.8 | 9.79 | 3.45 | 14.5714 | 0.98297 | 0 | 0 | 0 | 0.09981 | 0.085 | 0.27942 | 0.27374 | 0.27942 | 0.36358 | 4.3496
| 37 | 0.08548 | 0 | 96.71 | 19.4 | 45.35 | 10 | 3.59 | 14.5714 | 1.3591 | 0 | 0 | 0 | 0.088353 | 0.085 | 0.26579 | 0.27374 | 0.26579 | 0.37248 | 0
| 38 | 0.03209 | 0 | 43.87 | 8.8 | 37.51 | 10.09 | 3.72 | 14.5714 | 0.78939 | 0 | 0 | 0 | 0.078943 | 0.085 | 0.25459 | 0.27374 | 0.25459 | 0.38848 | 0
| 39 | 0.03455 | 0 | 46.36 | 9.3 | 28.33 | 9.76 | 3.66 | 14.5714 | 0.7948 | 0 | 0 | 0 | 0.08839 | 0.085 | 0.26583 | 0.27374 | 0.26583 | 0.41564 | 0
| 40 | 0.0576 | 11.34 | 59.71 | 11.9 | 18.5 | 9.38 | 3.38 | 14.5714 | 1.6917 | 0 | 0 | 0 | 0.091933 | 0.085 | 0.27005 | 0.27374 | 0.27005 | 0.44165 | 0
| 41 | 0.06505 | 45.47 | 38.87 | 6.5 | 8.51 | 8.94 | 2.69 | 14.5714 | 1.1919 | 0 | 0 | 0 | 0.096247 | 0.119 | 0.27518 | 0.3142 | 0.31564 | 0.46898 | 0.70362
| 42 | 0 | 0 | 0 | 0 | 0 | 8.38 | 2.28 | 14.5714 | 0.97077 | 0.76923 | 1 | 0 | 0.1253 | 0.119 | 0.30976 | 0.3142 | 0.35022 | 0.4716 | 0.83154
| 43 | 0 | 0 | 0 | 0 | 0 | 8.46 | 2.41 | 14.5714 | 2.9564 | 0.76923 | 1 | 0 | 0.14453 | 0.119 | 0.33264 | 0.3142 | 0.3731 | 0.45664 | 1.2793
| 44 | 0 | 0 | 0 | 0 | 0 | 7.97 | 2.41 | 14.5714 | 2.5598 | 0.76923 | 1 | 0 | 0.1295 | 0.085 | 0.31475 | 0.27374 | 0.31475 | 0.43816 | 0.44776
| 45 | 0 | 0 | 0 | 0 | 0 | 7.68 | 2.41 | 14.5714 | 3.3522 | 0.76923 | 1 | 0 | 0.12206 | 0.085 | 0.3059 | 0.27374 | 0.3059 | 0.42899 | 0.51172
| 46 | 0 | 0 | 0 | 0 | 0 | 7.17 | 2.21 | 14.5714 | 2.8466 | 0.76923 | 1 | 0 | 0.10923 | 0.085 | 0.29063 | 0.27374 | 0.29063 | 0.4191 | 0
| 47 | 0 | 0 | 0 | 0 | 0 | 6.89 | 2.14 | 14.5714 | 1.5912 | 0.76923 | 1 | 0 | 0.10492 | 0.085 | 0.28551 | 0.27374 | 0.28551 | 0.41845 | 0
| 48 | 0 | 0 | 0 | 0 | 0 | 6.73 | 1.86 | 14.5714 | 0.66816 | 0.76923 | 1 | 0 | 0.09525 | 0.031 | 0.274 | 0.20948 | 0.20974 | 0.41449 | 0
| 49 | 0 | 0 | 0 | 0 | 0 | 6.61 | 1.66 | 14.5714 | 0.58402 | 0.76923 | 1 | 0 | 0.092173 | 0.031 | 0.27034 | 0.20948 | 0.20608 | 0.42065 | 0
| 50 | 0 | 0 | 0 | 0 | 0 | 6.46 | 1.45 | 14.5714 | 0.60028 | 0.76923 | 1 | 0 | 0.0853 | 0.031 | 0.26216 | 0.20948 | 0.1979 | 0.42115 | 0
| 51 | 0 | 0 | 0 | 0 | 0 | 6.28 | 1.38 | 14.5714 | 0.61324 | 0.76923 | 1 | 0 | 0.08484 | 0.031 | 0.26161 | 0.20948 | 0.19735 | 0.4389 | 0
| 52 | 0 | 0 | 0 | 0 | 0 | 6.21 | 1.38 | 14.5714 | 0.59351 | 0.76923 | 1 | 0 | 0.083477 | 0.031 | 0.25999 | 0.20948 | 0.19573 | 0.44456 | 0
| 53 | 0.00321 | 0 | 9.61 | 2.7 | 7.89 | 6.25 | 1.38 | 14.5714 | 0.65758 | 0.76923 | 1 | 0 | 0.11221 | 0.031 | 0.29418 | 0.20948 | 0.22992 | 0.44063 | 0
| 54 | 0.01572 | 0 | 24.21 | 6.8 | 17.87 | 6.47 | 1.79 | 14.5714 | 0.78788 | 0.76923 | 1 | 0 | 0.12596 | 0.085 | 0.31054 | 0.27374 | 0.31054 | 0.4308 | 0
| 55 | 0.03191 | 0 | 40.58 | 11.4 | 27.73 | 7.46 | 1.38 | 14.5714 | 0.69738 | 0.76923 | 1 | 10 | 0.14235 | 0.085 | 0.33005 | 0.27374 | 0.33005 | 0.39055 | 7.4199
| 56 | 0.08302 | 0 | 87.93 | 24.7 | 37.02 | 7.82 | 1.24 | 14.5714 | 0.73507 | 0 | 0 | 0 | 0.11892 | 0.085 | 0.30216 | 0.27374 | 0.30216 | 0.31888 | 0
| 57 | 0.07787 | 0 | 83.66 | 23.5 | 45.03 | 9.03 | 1.52 | 14.5714 | 0.51214 | 0 | 0 | 0 | 0.092657 | 0.085 | 0.27091 | 0.27374 | 0.27091 | 0.27325 | 0.51172
| 58 | 0.12144 | 0.28 | 130.65 | 26.3 | 50.77 | 9.09 | 2.21 | 14.5714 | 0.53088 | 0 | 0 | 0 | 0.086063 | 0.085 | 0.26307 | 0.27374 | 0.26307 | 0.26351 | 0
| 59 | 0.05776 | 0 | 69.79 | 14 | 53.02 | 9.93 | 2.55 | 14.5714 | 0.60105 | 0 | 0 | 0 | 0.04718 | 0.085 | 0.21679 | 0.27374 | 0.21679 | 0.26122 | 0
| 60 | 0.04889 | 0 | 60.82 | 12.2 | 51.12 | 9.33 | 2.97 | 14.5714 | 1.3976 | 0 | 0 | 0 | 0.02739 | 0.085 | 0.19324 | 0.27374 | 0.19324 | 0.26238 | 4.6055
| 61 | 0.04486 | 0 | 56.33 | 11.3 | 45.63 | 7.36 | 3.31 | 14.5714 | 1.0446 | 0 | 0 | 0 | 0.0078767 | 0.085 | 0.17002 | 0.27374 | 0.17002 | 0.27423 | 0.70362
| 62 | 0.03609 | 0 | 47.36 | 9.5 | 37.76 | 6.49 | 2.97 | 14.5714 | 1.0495 | 0 | 0 | 0 | 0.00618 | 0.085 | 0.168 | 0.27374 | 0.168 | 0.29633 | 0
| 63 | 0.02039 | 0 | 30.91 | 6.2 | 28.55 | 5.81 | 2.28 | 14.5714 | 0.51157 | 0 | 0 | 0 | 0.023957 | 0.085 | 0.18916 | 0.27374 | 0.18916 | 0.31598 | 0.57569
| 64 | 0.01413 | 0 | 23.93 | 4.8 | 18.72 | 5.36 | 1.72 | 14.5714 | 0.49902 | 0 | 0 | 0 | 0.05046 | 0.085 | 0.2207 | 0.27374 | 0.2207 | 0.35657 | 0
| 65 | 0.04579 | 28.03 | 33.47 | 6 | 8.73 | 4.95 | 1.31 | 14.5714 | 1.0597 | 0 | 0 | 0 | 0.078607 | 0.119 | 0.25419 | 0.3142 | 0.29465 | 0.38963 | 0.51172
| 66 | 0 | 0 | 0 | 0 | 0 | 4.58 | 0.97 | 14.5714 | 0.70773 | 0.76923 | 1 | 0 | 0.10837 | 0.119 | 0.28961 | 0.3142 | 0.33007 | 0.4182 | 0.57569
| 67 | 0 | 0 | 0 | 0 | 0 | 4.29 | 0.97 | 14.5714 | 1.0798 | 0.76923 | 1 | 0 | 0.13691 | 0.119 | 0.32358 | 0.3142 | 0.36404 | 0.42226 | 0.95947
| 68 | 0 | 0 | 0 | 0 | 0 | 3.68 | 0.97 | 14.5714 | 0.85889 | 0.76923 | 1 | 0 | 0.13761 | 0.085 | 0.32441 | 0.27374 | 0.32441 | 0.4264 | 0.83154
| 69 | 0 | 0 | 0 | 0 | 0 | 3.18 | 0.97 | 14.5714 | 1.5778 | 0.76923 | 1 | 0 | 0.11981 | 0.085 | 0.30322 | 0.27374 | 0.30322 | 0.427 | 1.2153
| 70 | 0 | 0 | 0 | 0 | 0 | 2.8 | 0.97 | 14.5714 | 2.5667 | 0.76923 | 1 | 0 | 0.11206 | 0.085 | 0.294 | 0.27374 | 0.294 | 0.41606 | 0
| 71 | 0 | 0 | 0 | 0 | 0 | 2.43 | 0.97 | 14.5714 | 2.2607 | 0.76923 | 1 | 0 | 0.10985 | 0.085 | 0.29138 | 0.27374 | 0.29138 | 0.43074 | 0
| 72 | 0 | 0 | 0 | 0 | 0 | 2.39 | 1.17 | 14.5714 | 0.47777 | 0.76923 | 1 | 0 | 0.10069 | 0.031 | 0.28047 | 0.20948 | 0.21621 | 0.44446 | 0
| 73 | 0 | 0 | 0 | 0 | 0 | 2.09 | 1.31 | 14.5714 | 0.57685 | 0.76923 | 1 | 0 | 0.09785 | 0.031 | 0.27709 | 0.20948 | 0.21283 | 0.44908 | 0
| 74 | 0 | 0 | 0 | 0 | 0 | 2.2 | 1.45 | 14.5714 | 0.37021 | 0.76923 | 1 | 0 | 0.097783 | 0.031 | 0.27701 | 0.20948 | 0.21275 | 0.46413 | 0
| 75 | 0 | 0 | 0 | 0 | 0 | 2.23 | 1.52 | 14.5714 | 0.31449 | 0.76923 | 1 | 0 | 0.09242 | 0.031 | 0.27063 | 0.20948 | 0.20637 | 0.47185 | 0
| 76 | 0 | 0 | 0 | 0 | 0 | 2.21 | 1.52 | 14.5714 | 0.28066 | 0.76923 | 1 | 0 | 0.084367 | 0.031 | 0.26105 | 0.20948 | 0.19679 | 0.47578 | 0
| 77 | 0.0085 | 0 | 16.02 | 4.5 | 8.18 | 2.29 | 1.79 | 14.5714 | 0.46828 | 0.76923 | 1 | 0 | 0.11075 | 0.031 | 0.29244 | 0.20948 | 0.22818 | 0.46872 | 0
| 78 | 0.03801 | 0 | 45.57 | 12.8 | 18.16 | 2.83 | 2.9 | 14.5714 | 0.34634 | 0.76923 | 1 | 0 | 0.13862 | 0.085 | 0.32561 | 0.27374 | 0.32561 | 0.45011 | 0
| 79 | 0.04332 | 0 | 50.55 | 14.2 | 28.03 | 3.25 | 3.03 | 14.5714 | 0.46115 | 0.76923 | 1 | 10 | 0.15248 | 0.085 | 0.3421 | 0.27374 | 0.3421 | 0.43029 | 15.2876
| 80 | 0.03553 | 0 | 43.43 | 12.2 | 37.33 | 4.02 | 3.66 | 14.5714 | 0.66669 | 0 | 0 | 0 | 0.13834 | 0.085 | 0.32527 | 0.27374 | 0.32527 | 0.40339 | 0
| 81 | 0.05734 | 0 | 63.72 | 17.9 | 45.36 | 5.13 | 4 | 14.5714 | 0.3902 | 0 | 0 | 0 | 0.12152 | 0.085 | 0.30526 | 0.27374 | 0.30526 | 0.39103 | 0
| 82 | 0.08782 | 0 | 97.21 | 19.5 | 51.12 | 5.74 | 4 | 14.5714 | 1.0785 | 0 | 0 | 0 | 0.11393 | 0.085 | 0.29622 | 0.27374 | 0.29622 | 0.36853 | 0
| 83 | 0.12945 | 0.52 | 136.2 | 27.4 | 53.36 | 6.75 | 4.28 | 14.5714 | 0.36378 | 0 | 0 | 0 | 0.10698 | 0.085 | 0.28796 | 0.27374 | 0.28796 | 0.35053 | 0.57569
| 84 | 0.12221 | 0.74 | 129.77 | 26.1 | 51.43 | 7.74 | 4.28 | 14.5714 | 0.77964 | 0 | 0 | 0 | 0.1043 | 0.085 | 0.28477 | 0.27374 | 0.28477 | 0.34851 | 1.855
| 85 | 0.07511 | 0 | 86.24 | 17.3 | 45.91 | 8.88 | 4.41 | 14.5714 | 0.97172 | 0 | 0 | 0 | 0.092087 | 0.085 | 0.27023 | 0.27374 | 0.27023 | 0.34753 | 0
| 86 | 0.07855 | 0 | 89.73 | 18 | 38 | 9.39 | 4.41 | 14.5714 | 0.99598 | 0 | 0 | 0 | 0.08759 | 0.085 | 0.26488 | 0.27374 | 0.26488 | 0.36356 | 0
| 87 | 0.0292 | 0 | 40.88 | 8.2 | 28.78 | 10.32 | 4.07 | 14.5714 | 0.437 | 0 | 0 | 0 | 0.08207 | 0.085 | 0.25831 | 0.27374 | 0.25831 | 0.38082 | 0.63965
| 88 | 0.09313 | 32.9 | 76.4 | 14.9 | 18.93 | 10.43 | 2.34 | 14.5714 | 0.57935 | 0 | 0 | 0 | 0.088813 | 0.085 | 0.26634 | 0.27374 | 0.26634 | 0.40648 | 0.38379
| 89 | 0.00922 | 0 | 18.44 | 3.7 | 8.95 | 9.74 | 1.86 | 14.5714 | 0.78184 | 0 | 0 | 0 | 0.099303 | 0.119 | 0.27882 | 0.3142 | 0.31928 | 0.44257 | 0.44776
| 90 | 0 | 0 | 0 | 0 | 0 | 8.51 | 1.72 | 14.5714 | 1.6515 | 0 | 1 | 0 | 0.1314 | 0.119 | 0.31701 | 0.3142 | 0.35747 | 0.45168 | 2.1108
| 91 | 0 | 0 | 0 | 0 | 0 | 7.54 | 1.66 | 14.5714 | 1.2123 | 0 | 1 | 0 | 0.1526 | 0.119 | 0.34225 | 0.3142 | 0.38271 | 0.44233 | 2.0469
| 92 | 0 | 0 | 0 | 0 | 0 | 6.5 | 2.55 | 14.5714 | 1.0801 | 0 | 1 | 0 | 0.14289 | 0.085 | 0.33069 | 0.27374 | 0.33069 | 0.431 | 2.1108
| 93 | 0 | 0 | 0 | 0 | 0 | 5.68 | 3.45 | 14.5714 | 1.4178 | 0 | 1 | 0 | 0.1396 | 0.085 | 0.32678 | 0.27374 | 0.32678 | 0.42331 | 1.7271
| 94 | 0 | 0 | 0 | 0 | 0 | 5 | 2.76 | 14.5714 | 1.1408 | 0 | 1 | 0 | 0.11986 | 0.085 | 0.30329 | 0.27374 | 0.30329 | 0.39347 | 0
| 95 | 0 | 0 | 0 | 0 | 0 | 4.6 | 2.07 | 14.5714 | 0.60412 | 0 | 1 | 0 | 0.10315 | 0.085 | 0.2834 | 0.27374 | 0.2834 | 0.39036 | 0.70362
| 96 | 0 | 0 | 0 | 0 | 0 | 4.36 | 1.52 | 14.5714 | 0.35979 | 0 | 1 | 0 | 0.096577 | 0.031 | 0.27558 | 0.20948 | 0.21132 | 0.39214 | 0
| 97 | 0 | 0 | 0 | 0 | 0 | 3.87 | 1.03 | 14.5714 | 0.32471 | 0 | 1 | 0 | 0.089947 | 0.031 | 0.26769 | 0.20948 | 0.20343 | 0.40041 | 0
| 98 | 0 | 0 | 0 | 0 | 0 | 3.52 | 0.55 | 14.5714 | 0.36251 | 0 | 1 | 0 | 0.08901 | 0.031 | 0.26657 | 0.20948 | 0.20231 | 0.41181 | 0.63965
| 99 | 0 | 0 | 0 | 0 | 0 | 3.36 | 0.41 | 14.5714 | 0.39612 | 0 | 1 | 0 | 0.08791 | 0.031 | 0.26526 | 0.20948 | 0.201 | 0.41982 | 0
| 100 | 0 | 0 | 0 | 0 | 0 | 2.85 | 0.62 | 14.5714 | 0.49496 | 0 | 1 | 0 | 0.084653 | 0.031 | 0.26139 | 0.20948 | 0.19713 | 0.41648 | 0
| 101 | 0.00135 | 0 | 6.76 | 1.9 | 8.47 | 2.61 | 0.69 | 14.5714 | 0.53775 | 0 | 1 | 0 | 0.10943 | 0.031 | 0.29087 | 0.20948 | 0.22661 | 0.42422 | 0
| 102 | 0.01798 | 0 | 26.34 | 7.4 | 18.45 | 3.96 | 0.62 | 14.5714 | 0.34254 | 0 | 1 | 0 | 0.13101 | 0.085 | 0.31655 | 0.27374 | 0.31655 | 0.40709 | 0
| 103 | 0.07386 | 0 | 79.03 | 22.2 | 28.32 | 5.67 | 0.76 | 14.5714 | 0.77411 | 0 | 1 | 10 | 0.14592 | 0.085 | 0.33429 | 0.27374 | 0.33429 | 0.36751 | 7.6758
| 104 | 0.09833 | 0 | 101.82 | 28.6 | 37.63 | 7.63 | 0.41 | 14.5714 | 0.72932 | 0 | 0 | 0 | 0.13422 | 0.085 | 0.32038 | 0.27374 | 0.32038 | 0.32124 | 11.1939
| 105 | 0.11556 | 0 | 118.19 | 33.2 | 45.69 | 9.36 | 0.28 | 14.5714 | 0.42542 | 0 | 0 | 0 | 0.11203 | 0.085 | 0.29396 | 0.27374 | 0.29396 | 0.27031 | 0.57569
| 106 | 0.23688 | 202.38 | 51.51 | 84.4 | 51.46 | 10.72 | 0.48 | 14.5714 | 1.4144 | 0 | 0 | 0 | 0.095957 | 0.085 | 0.27484 | 0.27374 | 0.27484 | 0.25116 | 0
| 107 | 0.4246 | 369.22 | 85.96 | 85.3 | 53.71 | 12.4 | 0.76 | 14.5714 | 0.5021 | 0 | 0 | 0 | 0.064467 | 0.085 | 0.23737 | 0.27374 | 0.23737 | 0.23896 | 0
| 108 | 0.56069 | 524.38 | 96.43 | 83.6 | 51.75 | 13.8 | 1.17 | 14.5714 | 0.42238 | 0 | 0 | 0 | 0.025017 | 0.085 | 0.19042 | 0.27374 | 0.19042 | 0.23079 | 1.4712
| 109 | 0.64209 | 634.21 | 101.49 | 76.7 | 46.18 | 15.18 | 1.45 | 14.5714 | 0.77628 | 0 | 0 | 0 | 0.0093733 | 0.085 | 0.1718 | 0.27374 | 0.1718 | 0.23185 | 0
| 110 | 0.65692 | 648.18 | 117.47 | 63.7 | 38.25 | 15.88 | 1.79 | 14.5714 | 0.41007 | 0 | 0 | 0 | -0.0049033 | 0.085 | 0.15482 | 0.27374 | 0.15482 | 0.24695 | 0
| 111 | 0.59336 | 560.31 | 133.36 | 46.5 | 29 | 16.23 | 2 | 14.5714 | 0.3659 | 0 | 0 | 0 | 0.023757 | 0.085 | 0.18892 | 0.27374 | 0.18892 | 0.29029 | 1.5991
| 112 | 0.42718 | 366.81 | 129.05 | 27.2 | 19.15 | 16.19 | 2.21 | 14.5714 | 0.69419 | 0 | 0 | 0 | 0.069063 | 0.085 | 0.24284 | 0.27374 | 0.24284 | 0.37975 | 1.4712
| 113 | 0.25476 | 225.93 | 77.07 | 11.1 | 9.16 | 15.17 | 2 | 14.5714 | 1.11 | 0 | 0 | 0 | 0.099907 | 0.119 | 0.27954 | 0.3142 | 0.32 | 0.43077 | 1.1514
| 114 | 0 | 0 | 0 | 0 | 0 | 13.06 | 2.21 | 14.5714 | 0.85471 | 0 | 1 | 0 | 0.1327 | 0.119 | 0.31856 | 0.3142 | 0.35902 | 0.42603 | 1.7271
| 115 | 0 | 0 | 0 | 0 | 0 | 11.79 | 1.86 | 14.5714 | 1.3267 | 0 | 1 | 0 | 0.15354 | 0.119 | 0.34337 | 0.3142 | 0.38383 | 0.40074 | 0
| 116 | 0 | 0 | 0 | 0 | 0 | 11.05 | 0.76 | 14.5714 | 1.2912 | 0 | 1 | 0 | 0.12775 | 0.085 | 0.31267 | 0.27374 | 0.31267 | 0.38755 | 1.791
| 117 | 0 | 0 | 0 | 0 | 0 | 9.37 | 1.1 | 14.5714 | 0.84485 | 0 | 1 | 0 | 0.12673 | 0.085 | 0.31146 | 0.27374 | 0.31146 | 0.3787 | 1.1514
| 118 | 0 | 0 | 0 | 0 | 0 | 9.81 | 0.69 | 14.5714 | 0.98699 | 0 | 1 | 0 | 0.11776 | 0.085 | 0.30078 | 0.27374 | 0.30078 | 0.38629 | 0.51172
| 119 | 0 | 0 | 0 | 0 | 0 | 9.15 | 0.34 | 14.5714 | 0.51491 | 0 | 1 | 0 | 0.095507 | 0.085 | 0.2743 | 0.27374 | 0.2743 | 0.38198 | 0
| 120 | 0 | 0 | 0 | 0 | 0 | 7.94 | 0.69 | 14.5714 | 0.5739 | 0 | 1 | 0 | 0.09827 | 0.031 | 0.27759 | 0.20948 | 0.21333 | 0.37621 | 0
| 121 | 0 | 0 | 0 | 0 | 0 | 6.99 | 0.48 | 14.5714 | 0.56817 | 0 | 1 | 0 | 0.09082 | 0.031 | 0.26873 | 0.20948 | 0.20447 | 0.37633 | 0
| 122 | 0 | 0 | 0 | 0 | 0 | 6.7 | 0.14 | 14.5714 | 0.76148 | 0 | 1 | 0 | 0.092427 | 0.031 | 0.27064 | 0.20948 | 0.20638 | 0.37993 | 0
| 123 | 0 | 0 | 0 | 0 | 0 | 6.23 | 0.34 | 14.5714 | 0.88462 | 0 | 1 | 0 | 0.09385 | 0.031 | 0.27233 | 0.20948 | 0.20807 | 0.3844 | 0
| 124 | 0 | 0 | 0 | 0 | 0 | 5.37 | 0.9 | 14.5714 | 0.81899 | 0 | 1 | 0 | 0.062503 | 0.031 | 0.23503 | 0.20948 | 0.17077 | 0.37872 | 0.44776
| 125 | 0.00904 | 0 | 16.73 | 4.7 | 8.75 | 3.88 | 1.17 | 14.5714 | 1.4426 | 0 | 1 | 0 | 0.10464 | 0.031 | 0.28517 | 0.20948 | 0.22091 | 0.36505 | 0
| 126 | 0.03052 | 0 | 39.16 | 11 | 18.73 | 6.79 | 0.76 | 14.5714 | 0.72666 | 0 | 1 | 0 | 0.10098 | 0.085 | 0.28082 | 0.27374 | 0.28082 | 0.34399 | 0
| 127 | 0.03466 | 0 | 43.79 | 12.3 | 28.61 | 10.53 | 0.76 | 14.5714 | 0.60587 | 0 | 1 | 10 | 0.1048 | 0.085 | 0.28536 | 0.27374 | 0.28536 | 0.31002 | 8.5713
| 128 | 0.03451 | 0 | 44.14 | 12.4 | 37.93 | 13.45 | 0.76 | 14.5714 | 0.7326 | 0 | 0 | 0 | 0.093703 | 0.085 | 0.27216 | 0.27374 | 0.27216 | 0.26503 | 2.4307
| 129 | 0.04314 | 0 | 53.04 | 14.9 | 46.01 | 15.85 | 1.1 | 14.5714 | 2.0094 | 0 | 0 | 0 | 0.084353 | 0.085 | 0.26103 | 0.27374 | 0.26103 | 0.23286 | 0.38379
| 130 | 0.23064 | 191.11 | 61.87 | 83.3 | 51.8 | 17.52 | 1.66 | 14.5714 | 0.58091 | 0 | 0 | 0 | 0.07991 | 0.085 | 0.25574 | 0.27374 | 0.25574 | 0.22467 | 0
| 131 | 0.41047 | 353.06 | 95.63 | 84.4 | 54.04 | 18.68 | 1.72 | 14.5714 | 0.93778 | 0 | 0 | 0 | 0.039523 | 0.085 | 0.20768 | 0.27374 | 0.20768 | 0.21939 | 1.2793
| 132 | 0.51877 | 438.85 | 146.16 | 79.2 | 52.06 | 19.4 | 1.59 | 14.5714 | 0.6817 | 0 | 0 | 0 | 0.02672 | 0.085 | 0.19245 | 0.27374 | 0.19245 | 0.22598 | 0
| 133 | 0.60537 | 578.82 | 126.78 | 74.5 | 46.45 | 19.76 | 1.52 | 14.5714 | 0.6346 | 0 | 0 | 0 | 0.014253 | 0.085 | 0.17761 | 0.27374 | 0.17761 | 0.23542 | 1.0874
| 134 | 0.60429 | 571.54 | 146.17 | 61.2 | 38.49 | 19.9 | 1.38 | 14.5714 | 1.4837 | 0 | 0 | 0 | 0.01537 | 0.085 | 0.17894 | 0.27374 | 0.17894 | 0.27196 | 0
| 135 | 0.52909 | 472.98 | 157.13 | 44.4 | 29.22 | 19.66 | 1.17 | 14.5714 | 0.83115 | 0 | 0 | 0 | 0.033673 | 0.085 | 0.20072 | 0.27374 | 0.20072 | 0.33157 | 2.0469
| 136 | 0.33437 | 261.11 | 132.87 | 25 | 19.36 | 19.12 | 1.03 | 14.5714 | 1.5691 | 0 | 0 | 0 | 0.073777 | 0.085 | 0.24844 | 0.27374 | 0.24844 | 0.38139 | 2.4307
| 137 | 0.07667 | 54.83 | 45.92 | 7.7 | 9.38 | 17.74 | 1.03 | 14.5714 | 0.85075 | 0 | 0 | 0 | 0.096277 | 0.119 | 0.27522 | 0.3142 | 0.31568 | 0.39909 | 1.1514
| 138 | 0 | 0 | 0 | 0 | 0 | 15.75 | 1.38 | 14.5714 | 1.3323 | 10 | 0 | 0 | 0.12747 | 0.119 | 0.31234 | 0.3142 | 0.3528 | 0.40009 | 0.57569
| 139 | 0 | 0 | 0 | 0 | 0 | 14.64 | 1.24 | 14.5714 | 1.9991 | 0 | 0 | 0 | 0.14965 | 0.119 | 0.33873 | 0.3142 | 0.37919 | 0.40397 | 1.0234
| 140 | 0 | 0 | 0 | 0 | 0 | 12.03 | 2.21 | 14.5714 | 2.2077 | 0 | 0 | 0 | 0.13194 | 0.085 | 0.31765 | 0.27374 | 0.31765 | 0.42188 | 1.7271
| 141 | 0 | 0 | 0 | 0 | 0 | 10.96 | 2.48 | 14.5714 | 1.7804 | 0 | 0 | 0 | 0.12301 | 0.085 | 0.30704 | 0.27374 | 0.30704 | 0.43188 | 1.4712
| 142 | 0 | 0 | 0 | 0 | 0 | 10.61 | 2.34 | 14.5714 | 1.3403 | 0 | 0 | 0 | 0.10742 | 0.085 | 0.28848 | 0.27374 | 0.28848 | 0.4149 | 0.57569
| 143 | 0 | 0 | 0 | 0 | 0 | 9.97 | 2 | 14.5714 | 1.1838 | 0 | 0 | 0 | 0.10384 | 0.085 | 0.28422 | 0.27374 | 0.28422 | 0.4016 | 0
| 144 | 0 | 0 | 0 | 0 | 0 | 9.56 | 1.66 | 14.5714 | 0.53183 | 0 | 0 | 0 | 0.09794 | 0.031 | 0.2772 | 0.20948 | 0.21294 | 0.39298 | 0
| 145 | 0 | 0 | 0 | 0 | 0 | 9.24 | 1.38 | 14.5714 | 0.48611 | 0 | 0 | 0 | 0.093243 | 0.031 | 0.27161 | 0.20948 | 0.20735 | 0.39792 | 0
| 146 | 0 | 0 | 0 | 0 | 0 | 9.03 | 1.17 | 14.5714 | 0.51341 | 0 | 0 | 0 | 0.083967 | 0.031 | 0.26057 | 0.20948 | 0.19631 | 0.40217 | 0
| 147 | 0 | 0 | 0 | 0 | 0 | 8.81 | 1.17 | 14.5714 | 0.55469 | 0 | 0 | 0 | 0.074677 | 0.031 | 0.24952 | 0.20948 | 0.18526 | 0.40708 | 0
| 148 | 0 | 0 | 0 | 0 | 0 | 8.54 | 1.45 | 14.5714 | 0.71689 | 0 | 0 | 0 | 0.098957 | 0.031 | 0.27841 | 0.20948 | 0.21415 | 0.41501 | 0
| 149 | 0.00106 | 0 | 6.41 | 1.8 | 9.03 | 9.05 | 1.66 | 14.5714 | 0.89822 | 0 | 0 | 0 | 0.09576 | 0.031 | 0.2746 | 0.20948 | 0.21034 | 0.40616 | 0
| 150 | 0.00965 | 0 | 17.8 | 5 | 19.01 | 9.97 | 1.45 | 14.5714 | 0.66241 | 0 | 0 | 0 | 0.094077 | 0.085 | 0.2726 | 0.27374 | 0.2726 | 0.363 | 0
| 151 | 0.01942 | 0 | 28.48 | 8 | 28.89 | 10.46 | 1.59 | 14.5714 | 0.54943 | 0 | 0 | 0 | 0.10351 | 0.085 | 0.28383 | 0.27374 | 0.28383 | 0.31562 | 12.2173
| 152 | 0.06244 | 0 | 70.13 | 19.7 | 38.23 | 10.93 | 1.31 | 14.5714 | 0.62758 | 0 | 0 | 0 | 0.09825 | 0.085 | 0.27757 | 0.27374 | 0.27757 | 0.28537 | 1.1514
| 153 | 0.11516 | 0 | 118.55 | 33.3 | 46.32 | 11.47 | 1.24 | 14.5714 | 0.79938 | 0 | 0 | 0 | 0.079923 | 0.085 | 0.25576 | 0.27374 | 0.25576 | 0.25031 | 0.44776
| 154 | 0.16002 | 4.25 | 167.37 | 35 | 52.13 | 13.09 | 0.97 | 14.5714 | 0.61495 | 0 | 0 | 0 | 0.068543 | 0.085 | 0.24222 | 0.27374 | 0.24222 | 0.2398 | 0.51172
| 155 | 0.39765 | 293.2 | 137.08 | 79.6 | 54.38 | 14.66 | 0.76 | 14.5714 | 0.64072 | 0 | 0 | 0 | 0.05136 | 0.085 | 0.22177 | 0.27374 | 0.22177 | 0.22923 | 0.51172
| 156 | 0.43871 | 267.99 | 218.6 | 68.6 | 52.37 | 15.31 | 0.34 | 14.5714 | 0.63408 | 0 | 0 | 0 | 0.03088 | 0.085 | 0.1974 | 0.27374 | 0.1974 | 0.23218 | 5.1172
| 157 | 0.33965 | 150.65 | 223.98 | 51.3 | 46.72 | 15.84 | 0.34 | 14.5714 | 1.0026 | 0 | 0 | 0 | 0.019217 | 0.085 | 0.18352 | 0.27374 | 0.18352 | 0.23821 | 0
| 158 | 0.25678 | 100.48 | 184.1 | 38.7 | 38.72 | 15.89 | 0.14 | 14.5714 | 0.65726 | 0 | 0 | 0 | 0.018723 | 0.085 | 0.18293 | 0.27374 | 0.18293 | 0.26949 | 0
| 159 | 0.03807 | 0 | 51.35 | 10.3 | 29.44 | 16.03 | 0.83 | 14.5714 | 0.86877 | 0 | 0 | 0 | 0.027563 | 0.085 | 0.19345 | 0.27374 | 0.19345 | 0.35349 | 0.63965
| 160 | 0.41605 | 355.12 | 127.42 | 27.4 | 19.57 | 15.83 | 1.86 | 14.5714 | 1.0516 | 0 | 0 | 0 | 0.068957 | 0.085 | 0.24271 | 0.27374 | 0.24271 | 0.42439 | 0.57569
| 161 | 0.08116 | 56.81 | 47.61 | 8 | 9.59 | 15.06 | 1.79 | 14.5714 | 0.6178 | 0 | 0 | 0 | 0.093153 | 0.119 | 0.2715 | 0.3142 | 0.31196 | 0.4332 | 0
| 162 | 0 | 0 | 0 | 0 | 0 | 13.64 | 1.79 | 14.5714 | 1.0205 | 0 | 0 | 0 | 0.12765 | 0.119 | 0.31256 | 0.3142 | 0.35302 | 0.42029 | 0.95947
| 163 | 0 | 0 | 0 | 0 | 0 | 12.08 | 1.66 | 14.5714 | 2.0907 | 0 | 0 | 0 | 0.14688 | 0.119 | 0.33543 | 0.3142 | 0.37589 | 0.4089 | 1.0874
| 164 | 0 | 0 | 0 | 0 | 0 | 11.21 | 2.07 | 14.5714 | 2.2319 | 0 | 0 | 0 | 0.13461 | 0.085 | 0.32083 | 0.27374 | 0.32083 | 0.39119 | 1.4712
| 165 | 0 | 0 | 0 | 0 | 0 | 10.8 | 3.03 | 14.5714 | 1.5106 | 0 | 0 | 0 | 0.13965 | 0.085 | 0.32683 | 0.27374 | 0.32683 | 0.36218 | 1.5991
| 166 | 0 | 0 | 0 | 0 | 0 | 10.44 | 3.38 | 14.5714 | 2.289 | 0 | 0 | 0 | 0.11154 | 0.085 | 0.29338 | 0.27374 | 0.29338 | 0.3472 | 0
| 167 | 0 | 0 | 0 | 0 | 0 | 9.88 | 3.17 | 14.5714 | 2.2735 | 0 | 0 | 0 | 0.0859 | 0.085 | 0.26287 | 0.27374 | 0.26287 | 0.32984 | 0
winter | 0 | 0 | 0 | 0 | 0 | 0 | -6.23 | 2.28 | 20.0298 | 0.93539 | 0 | 0 | 0 | 0.01907 | 0.031 | 0.18334 | 0.20948 | 0.11908 | 0.29876 | 0
| 1 | 0 | 0 | 0 | 0 | 0 | -6.13 | 2.21 | 20.0298 | 0.58565 | 0 | 0 | 0 | 0.0054933 | 0.031 | 0.16719 | 0.20948 | 0.10293 | 0.29809 | 0
| 2 | 0 | 0 | 0 | 0 | 0 | -6.36 | 2.28 | 20.0298 | 0.54864 | 0 | 0 | 0 | 0.0051533 | 0.031 | 0.16678 | 0.20948 | 0.10252 | 0.30072 | 0
| 3 | 0 | 0 | 0 | 0 | 0 | -7.39 | 2.69 | 20.0298 | 0.58366 | 0 | 0 | 0 | -0.00091667 | 0.031 | 0.15956 | 0.20948 | 0.095299 | 0.31648 | 0
| 4 | 0 | 0 | 0 | 0 | 0 | -6.98 | 3.24 | 20.0298 | 0.53379 | 0 | 0 | 0 | -0.020253 | 0.031 | 0.13655 | 0.20948 | 0.072289 | 0.32539 | 0
| 5 | 0 | 0 | 0 | 0 | 0 | -4.58 | 3.66 | 20.0298 | 0.52968 | 0 | 0 | 0 | -0.047947 | 0.031 | 0.10359 | 0.20948 | 0.039333 | 0.32575 | 0.70362
| 6 | 0 | 0 | 0 | 0 | 0 | -2.36 | 3.86 | 20.0298 | 0.65616 | 0 | 0 | 0 | -0.02029 | 0.085 | 0.1365 | 0.27374 | 0.1365 | 0.32848 | 0
| 7 | 0.00036 | 0 | 4.98 | 1.4 | 2.96 | -1.92 | 4.07 | 20.0298 | 0.87298 | 0 | 0 | 0 | -0.02028 | 0.085 | 0.13652 | 0.27374 | 0.13652 | 0.3372 | 13.1768
| 8 | 0.01635 | 0 | 24.21 | 6.8 | 10.96 | -0.72 | 4.48 | 20.0298 | 0.54373 | 0 | 0 | 0 | -0.00034 | 0.085 | 0.16025 | 0.27374 | 0.16025 | 0.3301 | 1.1514
| 9 | 0.02124 | 0 | 29.19 | 8.2 | 17.47 | 0.2 | 4 | 20.0298 | 0.68966 | 0 | 0 | 0 | -3.6667e-05 | 0.085 | 0.16061 | 0.27374 | 0.16061 | 0.31227 | 0
| 10 | 0.30864 | 226.98 | 104.44 | 33.5 | 21.99 | 1.26 | 4.9 | 20.0298 | 0.66813 | 0 | 0 | 0 | 0.11689 | 0.085 | 0.29975 | 0.27374 | 0.29975 | 0.30851 | 0
| 11 | 0.07613 | 5.84 | 79.76 | 16.1 | 24.07 | 2.14 | 5.24 | 20.0298 | 0.86477 | 0 | 0 | 0 | 0.09908 | 0.085 | 0.27856 | 0.27374 | 0.27856 | 0.30696 | 0.44776
| 12 | 0.0398 | 0 | 50.35 | 10.1 | 23.45 | 3.03 | 6 | 20.0298 | 0.84828 | 0 | 0 | 0 | 0.098107 | 0.085 | 0.2774 | 0.27374 | 0.2774 | 0.30731 | 2.8145
| 13 | 0.1179 | 41.17 | 88.75 | 16.9 | 20.21 | 3.09 | 6.07 | 20.0298 | 0.70919 | 0 | 0 | 0 | 0.097987 | 0.085 | 0.27725 | 0.27374 | 0.27725 | 0.31313 | 0
| 14 | 0.01526 | 0 | 24.92 | 5 | 14.72 | 2.57 | 6.48 | 20.0298 | 0.5073 | 0 | 0 | 0 | 0.098343 | 0.085 | 0.27768 | 0.27374 | 0.27768 | 0.32584 | 0
| 15 | 0.00852 | 0 | 16.02 | 4.5 | 7.47 | 2.03 | 5.86 | 20.0298 | 1.4648 | 0 | 0 | 0 | -0.00091 | 0.085 | 0.15957 | 0.27374 | 0.15957 | 0.33594 | 0.95947
| 16 | 0 | 0 | 0 | 0 | 0 | 1.53 | 5.72 | 20.0298 | 0.85097 | 0 | 0 | 0 | -0.00093 | 0.085 | 0.15954 | 0.27374 | 0.15954 | 0.33768 | 0
| 17 | 0 | 0 | 0 | 0 | 0 | 0.97 | 5.45 | 20.0298 | 1.9906 | 0 | 0 | 0 | -0.00032333 | 0.119 | 0.16027 | 0.3142 | 0.20073 | 0.33437 | 0.38379
| 18 | 0 | 0 | 0 | 0 | 0 | 0.7 | 5.38 | 20.0298 | 1.7493 | 0.76923 | 1 | 0 | 0.095753 | 0.119 | 0.2746 | 0.3142 | 0.31506 | 0.33009 | 0.63965
| 19 | 0 | 0 | 0 | 0 | 0 | 0.92 | 5.52 | 20.0298 | 1.7802 | 0.76923 | 1 | 0 | 0.10433 | 0.119 | 0.2848 | 0.3142 | 0.32526 | 0.32409 | 0.38379
| 20 | 0 | 0 | 0 | 0 | 0 | 0.91 | 5.59 | 20.0298 | 2.123 | 0.76923 | 1 | 0 | 0.12369 | 0.085 | 0.30784 | 0.27374 | 0.30784 | 0.32521 | 0.44776
| 21 | 0 | 0 | 0 | 0 | 0 | 0.64 | 5.45 | 20.0298 | 1.3967 | 0.76923 | 1 | 0 | 0.092083 | 0.085 | 0.27023 | 0.27374 | 0.27023 | 0.33235 | 2.1748
| 22 | 0 | 0 | 0 | 0 | 0 | 0.67 | 5.45 | 20.0298 | 1.4807 | 0.76923 | 1 | 0 | 0.10959 | 0.085 | 0.29106 | 0.27374 | 0.29106 | 0.33644 | 0.51172
| 23 | 0 | 0 | 0 | 0 | 0 | 0.64 | 5.38 | 20.0298 | 3.8814 | 0.76923 | 1 | 0 | 0.053963 | 0.085 | 0.22487 | 0.27374 | 0.22487 | 0.33602 | 0
| 24 | 0 | 0 | 0 | 0 | 0 | 0.66 | 5.17 | 20.0298 | 2.1913 | 0.76923 | 1 | 0 | 0.090787 | 0.031 | 0.26869 | 0.20948 | 0.20443 | 0.33959 | 0
| 25 | 0 | 0 | 0 | 0 | 0 | 0.49 | 4.97 | 20.0298 | 2.5364 | 0.76923 | 1 | 0 | 0.084613 | 0.031 | 0.26134 | 0.20948 | 0.19708 | 0.33933 | 0
| 26 | 0 | 0 | 0 | 0 | 0 | 0.39 | 4.76 | 20.0298 | 0.68366 | 0.76923 | 1 | 0 | 0.07762 | 0.031 | 0.25302 | 0.20948 | 0.18876 | 0.34163 | 0
| 27 | 0 | 0 | 0 | 0 | 0 | 0.23 | 4.55 | 20.0298 | 0.63665 | 0.76923 | 1 | 0 | 0.080083 | 0.031 | 0.25595 | 0.20948 | 0.19169 | 0.34626 | 0
| 28 | 0 | 0 | 0 | 0 | 0 | 0.14 | 4.41 | 20.0298 | 0.55057 | 0.76923 | 1 | 0 | 0.076313 | 0.031 | 0.25146 | 0.20948 | 0.1872 | 0.34623 | 0
| 29 | 0 | 0 | 0 | 0 | 0 | 0.11 | 4.28 | 20.0298 | 0.62327 | 0.76923 | 1 | 0 | 0.072397 | 0.031 | 0.2468 | 0.20948 | 0.18254 | 0.36061 | 0
| 30 | 0 | 0 | 0 | 0 | 0 | -0.06 | 4 | 20.0298 | 0.8864 | 0.76923 | 1 | 0 | 0.10134 | 0.085 | 0.28125 | 0.27374 | 0.28125 | 0.36837 | 0
| 31 | 0 | 0 | 3.2 | 0.9 | 3.15 | 0.31 | 3.17 | 20.0298 | 0.7035 | 0.76923 | 1 | 10 | 0.1436 | 0.085 | 0.33154 | 0.27374 | 0.33154 | 0.36549 | 7.1001
| 32 | 0.0086 | 0 | 16.02 | 4.5 | 11.17 | 0.44 | 3.72 | 20.0298 | 0.9969 | 0 | 0 | 0 | 0.16124 | 0.085 | 0.35253 | 0.27374 | 0.35253 | 0.35173 | 0
| 33 | 0.01214 | 0 | 19.94 | 5.6 | 17.71 | 0.73 | 4 | 20.0298 | 1.0899 | 0 | 0 | 0 | 0.16013 | 0.085 | 0.3512 | 0.27374 | 0.3512 | 0.33357 | 0
| 34 | 0.08811 | 12.51 | 85.26 | 17.6 | 22.25 | 1.51 | 5.17 | 20.0298 | 0.91444 | 0 | 0 | 0 | 0.14544 | 0.085 | 0.33372 | 0.27374 | 0.33372 | 0.32697 | 0
| 35 | 0.08098 | 7.2 | 83.15 | 16.8 | 24.34 | 2.23 | 5.1 | 20.0298 | 0.82854 | 0 | 0 | 0 | 0.14159 | 0.085 | 0.32914 | 0.27374 | 0.32914 | 0.31657 | 0
| 36 | 0.12771 | 35.97 | 101.72 | 20.1 | 23.73 | 2.46 | 4.83 | 20.0298 | 0.88028 | 0 | 0 | 0 | 0.13497 | 0.085 | 0.32127 | 0.27374 | 0.32127 | 0.31367 | 0.38379
| 37 | 0.34275 | 215.57 | 148.67 | 24.7 | 20.49 | 2.67 | 4.62 | 20.0298 | 0.52163 | 0 | 0 | 0 | 0.11638 | 0.085 | 0.29914 | 0.27374 | 0.29914 | 0.31311 | 1.5352
| 38 | 0.01432 | 0 | 23.93 | 4.8 | 14.99 | 3.16 | 4.69 | 20.0298 | 0.56768 | 0 | 0 | 0 | 0.1077 | 0.085 | 0.28881 | 0.27374 | 0.28881 | 0.31912 | 0.63965
| 39 | 0.0018 | 0 | 7.98 | 1.6 | 7.73 | 2.95 | 4.21 | 20.0298 | 0.95414 | 0 | 0 | 0 | 0.11458 | 0.085 | 0.297 | 0.27374 | 0.297 | 0.31141 | 1.0874
| 40 | 0 | 0 | 0 | 0 | 0 | 2.48 | 4.28 | 20.0298 | 1.5215 | 0 | 0 | 0 | 0.10579 | 0.085 | 0.28654 | 0.27374 | 0.28654 | 0.30885 | 0
| 41 | 0 | 0 | 0 | 0 | 0 | 2.23 | 4.48 | 20.0298 | 0.83324 | 0 | 0 | 0 | 0.10211 | 0.119 | 0.28216 | 0.3142 | 0.32262 | 0.31598 | 0
| 42 | 0 | 0 | 0 | 0 | 0 | 2.12 | 4.76 | 20.0298 | 1.4346 | 0.76923 | 1 | 0 | 0.11664 | 0.119 | 0.29946 | 0.3142 | 0.33992 | 0.31306 | 1.6631
| 43 | 0 | 0 | 0 | 0 | 0 | 2.12 | 5.24 | 20.0298 | 1.8976 | 0.76923 | 1 | 0 | 0.12002 | 0.119 | 0.30347 | 0.3142 | 0.34393 | 0.30488 | 0.95947
| 44 | 0 | 0 | 0 | 0 | 0 | 2.02 | 5.31 | 20.0298 | 1.0452 | 0.76923 | 1 | 0 | 0.11645 | 0.085 | 0.29922 | 0.27374 | 0.29922 | 0.29454 | 1.0874
| 45 | 0 | 0 | 0 | 0 | 0 | 1.95 | 5.24 | 20.0298 | 1.1911 | 0.76923 | 1 | 0 | 0.10671 | 0.085 | 0.28764 | 0.27374 | 0.28764 | 0.29434 | 0
| 46 | 0 | 0 | 0 | 0 | 0 | 2.04 | 5.1 | 20.0298 | 0.9809 | 0.76923 | 1 | 0 | 0.10456 | 0.085 | 0.28508 | 0.27374 | 0.28508 | 0.28411 | 0
| 47 | 0 | 0 | 0 | 0 | 0 | 2.06 | 4.9 | 20.0298 | 0.97101 | 0.76923 | 1 | 0 | 0.094927 | 0.085 | 0.27361 | 0.27374 | 0.27361 | 0.26762 | 0
| 48 | 0 | 0 | 0 | 0 | 0 | 1.98 | 4.76 | 20.0298 | 0.76925 | 0.76923 | 1 | 0 | 0.076677 | 0.031 | 0.2519 | 0.20948 | 0.18764 | 0.26448 | 0
| 49 | 0 | 0 | 0 | 0 | 0 | 1.87 | 4.55 | 20.0298 | 0.52409 | 0.76923 | 1 | 0 | 0.06692 | 0.031 | 0.24028 | 0.20948 | 0.17602 | 0.27359 | 0
| 50 | 0 | 0 | 0 | 0 | 0 | 1.81 | 4.34 | 20.0298 | 0.5368 | 0.76923 | 1 | 0 | 0.0494 | 0.031 | 0.21944 | 0.20948 | 0.15518 | 0.26822 | 0
| 51 | 0 | 0 | 0 | 0 | 0 | 1.87 | 4.28 | 20.0298 | 0.55024 | 0.76923 | 1 | 0 | 0.054323 | 0.031 | 0.22529 | 0.20948 | 0.16103 | 0.2653 | 0.51172
| 52 | 0 | 0 | 0 | 0 | 0 | 1.93 | 4.21 | 20.0298 | 0.57263 | 0.76923 | 1 | 0 | 0.044567 | 0.031 | 0.21368 | 0.20948 | 0.14942 | 0.26843 | 0
| 53 | 0 | 0 | 0 | 0 | 0 | 1.9 | 4.21 | 20.0298 | 0.64745 | 0.76923 | 1 | 0 | 0.034407 | 0.031 | 0.20159 | 0.20948 | 0.13733 | 0.28676 | 0
| 54 | 0 | 0 | 0 | 0 | 0 | 1.65 | 4.34 | 20.0298 | 0.7756 | 0.76923 | 1 | 0 | 0.073193 | 0.085 | 0.24775 | 0.27374 | 0.24775 | 0.29496 | 0
| 55 | 0 | 0 | 1.78 | 0.5 | 3.35 | 2.15 | 5.59 | 20.0298 | 0.86983 | 0.76923 | 1 | 10 | 0.10066 | 0.085 | 0.28044 | 0.27374 | 0.28044 | 0.29948 | 6.9082
| 56 | 0.00304 | 0 | 9.26 | 2.6 | 11.39 | 2.45 | 6 | 20.0298 | 0.71318 | 0 | 0 | 0 | 0.12998 | 0.085 | 0.31533 | 0.27374 | 0.31533 | 0.30396 | 0
| 57 | 0.03997 | 0 | 47.35 | 13.3 | 17.95 | 2.94 | 5.24 | 20.0298 | 0.58065 | 0 | 0 | 0 | 0.13565 | 0.085 | 0.32207 | 0.27374 | 0.32207 | 0.29527 | 0
| 58 | 0.10619 | 22.54 | 94.43 | 19.8 | 22.52 | 3.68 | 6.48 | 20.0298 | 0.56309 | 0 | 0 | 0 | 0.12736 | 0.085 | 0.3122 | 0.27374 | 0.3122 | 0.29101 | 0
| 59 | 0.08137 | 7.1 | 84.12 | 17 | 24.62 | 4.11 | 7.93 | 20.0298 | 0.55492 | 0 | 0 | 0 | 0.11217 | 0.085 | 0.29414 | 0.27374 | 0.29414 | 0.29227 | 0.44776
| 60 | 0.07746 | 7.47 | 80.21 | 16.1 | 24.01 | 4.26 | 7.66 | 20.0298 | 0.64636 | 0 | 0 | 0 | 0.1033 | 0.085 | 0.28358 | 0.27374 | 0.28358 | 0.28297 | 4.9253
| 61 | 0.02872 | 0 | 39.38 | 7.9 | 20.77 | 3.99 | 6.34 | 20.0298 | 0.74285 | 0 | 0 | 0 | 0.10319 | 0.085 | 0.28344 | 0.27374 | 0.28344 | 0.28787 | 0.89551
| 62 | 0.01381 | 0 | 23.43 | 4.7 | 15.26 | 4.1 | 6.55 | 20.0298 | 0.96063 | 0 | 0 | 0 | 0.099333 | 0.085 | 0.27886 | 0.27374 | 0.27886 | 0.28738 | 0.51172
| 63 | 0.00274 | 0 | 9.47 | 1.9 | 7.98 | 3.88 | 6.07 | 20.0298 | 0.64375 | 0 | 0 | 0 | 0.10203 | 0.085 | 0.28207 | 0.27374 | 0.28207 | 0.29 | 0
| 64 | 0 | 0 | 0 | 0 | 0 | 3.2 | 6 | 20.0298 | 0.85152 | 0 | 0 | 0 | 0.097277 | 0.085 | 0.27641 | 0.27374 | 0.27641 | 0.29717 | 0
| 65 | 0 | 0 | 0 | 0 | 0 | 2.84 | 6.14 | 20.0298 | 1.945 | 0 | 0 | 0 | 0.099677 | 0.119 | 0.27927 | 0.3142 | 0.31973 | 0.29445 | 0.57569
| 66 | 0 | 0 | 0 | 0 | 0 | 2.76 | 6.41 | 20.0298 | 1.1311 | 0.76923 | 1 | 0 | 0.10654 | 0.119 | 0.28743 | 0.3142 | 0.32789 | 0.29534 | 0.51172
| 67 | 0 | 0 | 0 | 0 | 0 | 2.57 | 6.48 | 20.0298 | 1.0701 | 0.76923 | 1 | 0 | 0.10185 | 0.119 | 0.28185 | 0.3142 | 0.32231 | 0.28793 | 0
| 68 | 0 | 0 | 0 | 0 | 0 | 2.35 | 6.55 | 20.0298 | 2.0164 | 0.76923 | 1 | 0 | 0.11107 | 0.085 | 0.29283 | 0.27374 | 0.29283 | 0.28523 | 0
| 69 | 0 | 0 | 0 | 0 | 0 | 2.11 | 6.62 | 20.0298 | 1.0705 | 0.76923 | 1 | 0 | 0.09993 | 0.085 | 0.27957 | 0.27374 | 0.27957 | 0.28216 | 1.855
| 70 | 0 | 0 | 0 | 0 | 0 | 2.04 | 6.69 | 20.0298 | 1.0621 | 0.76923 | 1 | 0 | 0.1022 | 0.085 | 0.28227 | 0.27374 | 0.28227 | 0.27666 | 0
| 71 | 0 | 0 | 0 | 0 | 0 | 2.18 | 6.62 | 20.0298 | 0.53317 | 0.76923 | 1 | 0 | 0.077467 | 0.085 | 0.25284 | 0.27374 | 0.25284 | 0.25947 | 0
| 72 | 0 | 0 | 0 | 0 | 0 | 1.98 | 6.55 | 20.0298 | 0.58961 | 0.76923 | 1 | 0 | 0.07383 | 0.031 | 0.24851 | 0.20948 | 0.18425 | 0.2638 | 0
| 73 | 0 | 0 | 0 | 0 | 0 | 1.61 | 6.48 | 20.0298 | 0.4931 | 0.76923 | 1 | 0 | 0.067447 | 0.031 | 0.24091 | 0.20948 | 0.17665 | 0.261 | 0
| 74 | 0 | 0 | 0 | 0 | 0 | 1.19 | 6.21 | 20.0298 | 0.48739 | 0.76923 | 1 | 0 | 0.05532 | 0.031 | 0.22648 | 0.20948 | 0.16222 | 0.26939 | 0
| 75 | 0 | 0 | 0 | 0 | 0 | 1.16 | 6.21 | 20.0298 | 0.53637 | 0.76923 | 1 | 0 | 0.046827 | 0.031 | 0.21637 | 0.20948 | 0.15211 | 0.28096 | 0
| 76 | 0 | 0 | 0 | 0 | 0 | 1.06 | 6.14 | 20.0298 | 0.48206 | 0.76923 | 1 | 0 | 0.058927 | 0.031 | 0.23077 | 0.20948 | 0.16651 | 0.31045 | 0
| 77 | 0 | 0 | 0 | 0 | 0 | 1.03 | 5.93 | 20.0298 | 0.45671 | 0.76923 | 1 | 0 | 0.05826 | 0.031 | 0.22998 | 0.20948 | 0.16572 | 0.35625 | 0
| 78 | 0 | 0 | 0 | 0 | 0 | 1.24 | 5.93 | 20.0298 | 0.7958 | 0.76923 | 1 | 0 | 0.10972 | 0.085 | 0.29122 | 0.27374 | 0.29122 | 0.40037 | 0
| 79 | 0 | 0 | 4.27 | 1.2 | 3.56 | 1.63 | 6.14 | 20.0298 | 0.72746 | 0.76923 | 1 | 10 | 0.12495 | 0.085 | 0.30934 | 0.27374 | 0.30934 | 0.43216 | 11.1939
| 80 | 0.02142 | 0 | 29.55 | 8.3 | 11.62 | 1.97 | 6.34 | 20.0298 | 1.4363 | 0 | 0 | 0 | 0.14718 | 0.085 | 0.33579 | 0.27374 | 0.33579 | 0.4569 | 0
| 81 | 0.01272 | 0 | 20.65 | 5.8 | 18.2 | 2.09 | 6.55 | 20.0298 | 2.2484 | 0 | 0 | 0 | 0.15935 | 0.085 | 0.35028 | 0.27374 | 0.35028 | 0.47454 | 0.38379
| 82 | 0.02994 | 0 | 40.38 | 8.1 | 22.79 | 2.32 | 6.34 | 20.0298 | 2.0959 | 0 | 0 | 0 | 0.16157 | 0.085 | 0.35292 | 0.27374 | 0.35292 | 0.47571 | 0.63965
| 83 | 0.16959 | 58.81 | 119.98 | 24.5 | 24.91 | 2.37 | 6.34 | 20.0298 | 1.6375 | 0 | 0 | 0 | 0.15944 | 0.085 | 0.35038 | 0.27374 | 0.35038 | 0.46834 | 0.51172
| 84 | 0.10782 | 22.12 | 95.19 | 19 | 24.3 | 2.63 | 6.41 | 20.0298 | 1.0143 | 0 | 0 | 0 | 0.15345 | 0.085 | 0.34325 | 0.27374 | 0.34325 | 0.4829 | 4.9893
| 85 | 0.02308 | 0 | 33.4 | 6.7 | 21.05 | 3.08 | 6.48 | 20.0298 | 0.44699 | 0 | 0 | 0 | 0.15368 | 0.085 | 0.34353 | 0.27374 | 0.34353 | 0.51229 | 0
| 86 | 0.04427 | 7.17 | 48.6 | 9.6 | 15.53 | 2.95 | 6.28 | 20.0298 | 0.62177 | 0 | 0 | 0 | 0.14826 | 0.085 | 0.33708 | 0.27374 | 0.33708 | 0.54022 | 0
| 87 | 0.01817 | 6.83 | 22.34 | 4.3 | 8.24 | 2.79 | 6.28 | 20.0298 | 1.6882 | 0 | 0 | 0 | 0.15827 | 0.085 | 0.34899 | 0.27374 | 0.34899 | 0.56251 | 0
| 88 | 0 | 0 | 0 | 0 | 0 | 2.68 | 6 | 20.0298 | 0.76257 | 0 | 0 | 0 | 0.1615 | 0.085 | 0.35283 | 0.27374 | 0.35283 | 0.56477 | 1.4712
| 89 | 0 | 0 | 0 | 0 | 0 | 2.64 | 5.93 | 20.0298 | 1.3427 | 0 | 0 | 0 | 0.17555 | 0.119 | 0.36956 | 0.3142 | 0.41002 | 0.56585 | 0.89551
| 90 | 0 | 0 | 0 | 0 | 0 | 2.63 | 5.86 | 20.0298 | 1.0924 | 0 | 1 | 0 | 0.18918 | 0.119 | 0.38577 | 0.3142 | 0.42623 | 0.54755 | 0.63965
| 91 | 0 | 0 | 0 | 0 | 0 | 2.79 | 5.66 | 20.0298 | 0.79505 | 0 | 1 | 0 | 0.18935 | 0.119 | 0.38598 | 0.3142 | 0.42644 | 0.52227 | 0.51172
| 92 | 0 | 0 | 0 | 0 | 0 | 2.77 | 5.66 | 20.0298 | 4.835 | 0 | 1 | 0 | 0.18685 | 0.085 | 0.383 | 0.27374 | 0.383 | 0.49609 | 1.9189
| 93 | 0 | 0 | 0 | 0 | 0 | 2.78 | 5.66 | 20.0298 | 2.733 | 0 | 1 | 0 | 0.16837 | 0.085 | 0.36101 | 0.27374 | 0.36101 | 0.45768 | 0.38379
| 94 | 0 | 0 | 0 | 0 | 0 | 2.76 | 5.45 | 20.0298 | 1.447 | 0 | 1 | 0 | 0.16382 | 0.085 | 0.3556 | 0.27374 | 0.3556 | 0.4013 | 0
| 95 | 0 | 0 | 0 | 0 | 0 | 2.7 | 5.17 | 20.0298 | 1.9369 | 0 | 1 | 0 | 0.13169 | 0.085 | 0.31737 | 0.27374 | 0.31737 | 0.35711 | 0
| 96 | 0 | 0 | 0 | 0 | 0 | 2.53 | 5.03 | 20.0298 | 0.5063 | 0 | 1 | 0 | 0.12428 | 0.031 | 0.30854 | 0.20948 | 0.24428 | 0.33246 | 0
| 97 | 0 | 0 | 0 | 0 | 0 | 2.44 | 5.03 | 20.0298 | 0.61554 | 0 | 1 | 0 | 0.11081 | 0.031 | 0.29251 | 0.20948 | 0.22825 | 0.31564 | 0
| 98 | 0 | 0 | 0 | 0 | 0 | 2.36 | 4.97 | 20.0298 | 0.52101 | 0 | 1 | 0 | 0.0966 | 0.031 | 0.2756 | 0.20948 | 0.21134 | 0.31126 | 0.51172
| 99 | 0 | 0 | 0 | 0 | 0 | 2.18 | 5.03 | 20.0298 | 0.57371 | 0 | 1 | 0 | 0.089917 | 0.031 | 0.26765 | 0.20948 | 0.20339 | 0.30747 | 0
| 100 | 0 | 0 | 0 | 0 | 0 | 2.31 | 5.03 | 20.0298 | 0.69285 | 0 | 1 | 0 | 0.08549 | 0.031 | 0.26238 | 0.20948 | 0.19812 | 0.3112 | 0.57569
| 101 | 0 | 0 | 0 | 0 | 0 | 2.65 | 5.1 | 20.0298 | 0.71233 | 0 | 1 | 0 | 0.067063 | 0.031 | 0.24046 | 0.20948 | 0.1762 | 0.31868 | 0
| 102 | 0 | 0 | 0 | 0 | 0 | 2.98 | 5.38 | 20.0298 | 0.59035 | 0 | 1 | 0 | 0.092283 | 0.085 | 0.27047 | 0.27374 | 0.27047 | 0.3313 | 0
| 103 | 0 | 0 | 3.2 | 0.9 | 3.78 | 3.11 | 5.66 | 20.0298 | 0.96346 | 0 | 1 | 10 | 0.10803 | 0.085 | 0.28921 | 0.27374 | 0.28921 | 0.33982 | 3.4541
| 104 | 0.01329 | 0 | 21.36 | 6 | 11.85 | 3.46 | 5.86 | 20.0298 | 1.0818 | 0 | 0 | 0 | 0.11419 | 0.085 | 0.29653 | 0.27374 | 0.29653 | 0.3376 | 6.4605
| 105 | 0.02698 | 0 | 35.24 | 9.9 | 18.46 | 4.02 | 5.79 | 20.0298 | 0.62078 | 0 | 0 | 0 | 0.10788 | 0.085 | 0.28902 | 0.27374 | 0.28902 | 0.32335 | 0
| 106 | 0.05587 | 0.99 | 65.52 | 13.2 | 23.06 | 4.6 | 5.66 | 20.0298 | 0.60278 | 0 | 0 | 0 | 0.099023 | 0.085 | 0.27849 | 0.27374 | 0.27849 | 0.31388 | 0
| 107 | 0.11334 | 22.09 | 101.25 | 20.6 | 25.2 | 5 | 8.34 | 20.0298 | 0.58657 | 0 | 0 | 0 | 0.10382 | 0.085 | 0.28419 | 0.27374 | 0.28419 | 0.3117 | 0
| 108 | 0.10679 | 21.82 | 95.56 | 19.1 | 24.6 | 5.24 | 8.21 | 20.0298 | 1.2111 | 0 | 0 | 0 | 0.10915 | 0.085 | 0.29054 | 0.27374 | 0.29054 | 0.31415 | 0.63965
| 109 | 0.15309 | 63.12 | 103.67 | 19.4 | 21.34 | 5.61 | 7.93 | 20.0298 | 0.8306 | 0 | 0 | 0 | 0.10453 | 0.085 | 0.28504 | 0.27374 | 0.28504 | 0.31789 | 0
| 110 | 0.02094 | 0 | 31.41 | 6.3 | 15.81 | 5.4 | 6.9 | 20.0298 | 0.89308 | 0 | 0 | 0 | 0.10034 | 0.085 | 0.28005 | 0.27374 | 0.28005 | 0.3197 | 0.44776
| 111 | 0.04321 | 26.48 | 31.83 | 5.5 | 8.5 | 5.11 | 7.45 | 20.0298 | 0.94428 | 0 | 0 | 0 | 0.10109 | 0.085 | 0.28095 | 0.27374 | 0.28095 | 0.33331 | 2.8784
| 112 | 0 | 0 | 0 | 0 | 0 | 4.82 | 7.31 | 20.0298 | 1.4664 | 0 | 0 | 0 | 0.10946 | 0.085 | 0.29091 | 0.27374 | 0.29091 | 0.34749 | 3.0064
| 113 | 0 | 0 | 0 | 0 | 0 | 4.68 | 7.1 | 20.0298 | 2.4603 | 0 | 0 | 0 | 0.10997 | 0.119 | 0.29152 | 0.3142 | 0.33198 | 0.34564 | 0.57569
| 114 | 0 | 0 | 0 | 0 | 0 | 4.32 | 7.03 | 20.0298 | 0.93522 | 0 | 1 | 0 | 0.12746 | 0.119 | 0.31233 | 0.3142 | 0.35279 | 0.33282 | 0
| 115 | 0 | 0 | 0 | 0 | 0 | 3.91 | 7.45 | 20.0298 | 1.1428 | 0 | 1 | 0 | 0.12968 | 0.119 | 0.31497 | 0.3142 | 0.35543 | 0.33036 | 0
| 116 | 0 | 0 | 0 | 0 | 0 | 3.57 | 7.45 | 20.0298 | 1.0942 | 0 | 1 | 0 | 0.11911 | 0.085 | 0.30239 | 0.27374 | 0.30239 | 0.32861 | 3.7739
| 117 | 0 | 0 | 0 | 0 | 0 | 3.43 | 7.24 | 20.0298 | 1.5329 | 0 | 1 | 0 | 0.11849 | 0.085 | 0.30165 | 0.27374 | 0.30165 | 0.34306 | 0.44776
| 118 | 0 | 0 | 0 | 0 | 0 | 3.39 | 6.83 | 20.0298 | 1.266 | 0 | 1 | 0 | 0.11892 | 0.085 | 0.30217 | 0.27374 | 0.30217 | 0.36206 | 1.6631
| 119 | 0 | 0 | 0 | 0 | 0 | 3.37 | 6.34 | 20.0298 | 1.0303 | 0 | 1 | 0 | 0.10989 | 0.085 | 0.29142 | 0.27374 | 0.29142 | 0.37646 | 0
| 120 | 0 | 0 | 0 | 0 | 0 | 3.22 | 5.52 | 20.0298 | 0.75867 | 0 | 1 | 0 | 0.093703 | 0.031 | 0.27216 | 0.20948 | 0.2079 | 0.41752 | 0
| 121 | 0 | 0 | 0 | 0 | 0 | 3.03 | 4.9 | 20.0298 | 0.72646 | 0 | 1 | 0 | 0.10321 | 0.031 | 0.28347 | 0.20948 | 0.21921 | 0.46616 | 0.63965
| 122 | 0 | 0 | 0 | 0 | 0 | 3.12 | 5.1 | 20.0298 | 0.72867 | 0 | 1 | 0 | 0.11213 | 0.031 | 0.29409 | 0.20948 | 0.22983 | 0.50995 | 0.63965
| 123 | 0 | 0 | 0 | 0 | 0 | 2.92 | 5.03 | 20.0298 | 0.80699 | 0 | 1 | 0 | 0.1136 | 0.031 | 0.29583 | 0.20948 | 0.23157 | 0.5481 | 0
| 124 | 0 | 0 | 0 | 0 | 0 | 2.68 | 4.62 | 20.0298 | 0.92737 | 0 | 1 | 0 | 0.11265 | 0.031 | 0.2947 | 0.20948 | 0.23044 | 0.58646 | 0
| 125 | 0 | 0 | 0 | 0 | 0 | 2.54 | 4.69 | 20.0298 | 0.84744 | 0 | 1 | 0 | 0.11544 | 0.031 | 0.29802 | 0.20948 | 0.23376 | 0.6275 | 0
| 126 | 0 | 0 | 0 | 0 | 0 | 2.11 | 4.21 | 20.0298 | 0.83706 | 0 | 1 | 0 | 0.12128 | 0.085 | 0.30497 | 0.27374 | 0.30497 | 0.652 | 0
| 127 | 0.00092 | 0 | 6.05 | 1.7 | 3.99 | 1.94 | 3.72 | 20.0298 | 0.82355 | 0 | 1 | 10 | 0.12703 | 0.085 | 0.31182 | 0.27374 | 0.31182 | 0.63959 | 7.9317
| 128 | 0.02358 | 0 | 31.68 | 8.9 | 12.09 | 1.87 | 3.24 | 20.0298 | 0.80197 | 0 | 0 | 0 | 0.15837 | 0.085 | 0.34911 | 0.27374 | 0.34911 | 0.60804 | 6.7803
| 129 | 0.04356 | 0 | 50.55 | 14.2 | 18.72 | 2.15 | 3.1 | 20.0298 | 0.78351 | 0 | 0 | 0 | 0.1634 | 0.085 | 0.3551 | 0.27374 | 0.3551 | 0.58591 | 0
| 130 | 0.08329 | 8.75 | 84.6 | 17.4 | 23.34 | 2.8 | 2.9 | 20.0298 | 0.74951 | 0 | 0 | 0 | 0.16379 | 0.085 | 0.35556 | 0.27374 | 0.35556 | 0.56505 | 0
| 131 | 0.09023 | 9.53 | 90.32 | 18.3 | 25.49 | 3.11 | 2.62 | 20.0298 | 0.83657 | 0 | 0 | 0 | 0.153 | 0.085 | 0.34272 | 0.27374 | 0.34272 | 0.54725 | 0.76758
| 132 | 0.49976 | 369.53 | 170.55 | 36.5 | 24.9 | 3.33 | 2.48 | 20.0298 | 1.314 | 0 | 0 | 0 | 0.12864 | 0.085 | 0.31373 | 0.27374 | 0.31373 | 0.53588 | 0.51172
| 133 | 0.05247 | 2.39 | 60.86 | 12.2 | 21.63 | 3.47 | 2.48 | 20.0298 | 0.71775 | 0 | 0 | 0 | 0.13102 | 0.085 | 0.31657 | 0.27374 | 0.31657 | 0.55911 | 0.57569
| 134 | 0.02394 | 0 | 34.4 | 6.9 | 16.09 | 3.48 | 2.48 | 20.0298 | 0.60351 | 0 | 0 | 0 | 0.13205 | 0.085 | 0.31779 | 0.27374 | 0.31779 | 0.61074 | 0.70362
| 135 | 0.46424 | 404.12 | 114.96 | 11.2 | 8.77 | 3.22 | 2.21 | 20.0298 | 0.57772 | 0 | 0 | 0 | 0.13312 | 0.085 | 0.31906 | 0.27374 | 0.31906 | 0.66077 | 2.8784
| 136 | 0 | 0 | 0 | 0 | 0 | 2.66 | 1.59 | 20.0298 | 0.82418 | 0 | 0 | 0 | 0.15297 | 0.085 | 0.34268 | 0.27374 | 0.34268 | 0.66024 | 1.1514
| 137 | 0 | 0 | 0 | 0 | 0 | 1.93 | 1.38 | 20.0298 | 1.3737 | 0 | 0 | 0 | 0.17375 | 0.119 | 0.36741 | 0.3142 | 0.40787 | 0.65111 | 0
| 138 | 0 | 0 | 0 | 0 | 0 | 0.56 | 1.31 | 20.0298 | 1.2373 | 10 | 0 | 0 | 0.18077 | 0.119 | 0.37577 | 0.3142 | 0.41623 | 0.64369 | 0.63965
| 139 | 0 | 0 | 0 | 0 | 0 | 0.52 | 1.1 | 20.0298 | 1.197 | 0 | 0 | 0 | 0.17572 | 0.119 | 0.36976 | 0.3142 | 0.41022 | 0.64408 | 0
| 140 | 0 | 0 | 0 | 0 | 0 | 0.26 | 0.83 | 20.0298 | 3.4641 | 0 | 0 | 0 | 0.17363 | 0.085 | 0.36727 | 0.27374 | 0.36727 | 0.63672 | 1.0874
| 141 | 0 | 0 | 0 | 0 | 0 | -0.07 | 0.83 | 20.0298 | 2.2207 | 0 | 0 | 0 | 0.14537 | 0.085 | 0.33364 | 0.27374 | 0.33364 | 0.62526 | 1.0234
| 142 | 0 | 0 | 0 | 0 | 0 | -0.27 | 0.9 | 20.0298 | 1.4343 | 0 | 0 | 0 | 0.14397 | 0.085 | 0.33198 | 0.27374 | 0.33198 | 0.61728 | 3.0064
| 143 | 0 | 0 | 0 | 0 | 0 | -0.84 | 0.97 | 20.0298 | 1.1959 | 0 | 0 | 0 | 0.1327 | 0.085 | 0.31856 | 0.27374 | 0.31856 | 0.60143 | 0
| 144 | 0 | 0 | 0 | 0 | 0 | -1.16 | 0.9 | 20.0298 | 0.82247 | 0 | 0 | 0 | 0.14031 | 0.031 | 0.32762 | 0.20948 | 0.26336 | 0.5963 | 0
| 145 | 0 | 0 | 0 | 0 | 0 | -1.38 | 0.9 | 20.0298 | 0.81354 | 0 | 0 | 0 | 0.12832 | 0.031 | 0.31335 | 0.20948 | 0.24909 | 0.59133 | 0
| 146 | 0 | 0 | 0 | 0 | 0 | -1.23 | 0.76 | 20.0298 | 0.76935 | 0 | 0 | 0 | 0.12453 | 0.031 | 0.30884 | 0.20948 | 0.24458 | 0.5866 | 0
| 147 | 0 | 0 | 0 | 0 | 0 | -0.89 | 0.55 | 20.0298 | 0.63301 | 0 | 0 | 0 | 0.12326 | 0.031 | 0.30733 | 0.20948 | 0.24307 | 0.57183 | 0
| 148 | 0 | 0 | 0 | 0 | 0 | -1.19 | 0.28 | 20.0298 | 0.70016 | 0 | 0 | 0 | 0.1133 | 0.031 | 0.29548 | 0.20948 | 0.23122 | 0.55378 | 0
| 149 | 0 | 0 | 0 | 0 | 0 | -1.37 | 0.21 | 20.0298 | 0.69438 | 0 | 0 | 0 | 0.11496 | 0.031 | 0.29745 | 0.20948 | 0.23319 | 0.5599 | 0.38379
| 150 | 0 | 0 | 0 | 0 | 0 | -1.7 | 0.14 | 20.0298 | 0.82032 | 0 | 0 | 0 | 0.11164 | 0.085 | 0.2935 | 0.27374 | 0.2935 | 0.56002 | 0
| 151 | 0.0014 | 0 | 6.76 | 1.9 | 4.22 | -2.11 | 0.28 | 20.0298 | 0.78177 | 0 | 0 | 0 | 0.11128 | 0.085 | 0.29307 | 0.27374 | 0.29307 | 0.54891 | 11.3218
| 152 | 0.01063 | 0 | 18.16 | 5.1 | 12.34 | -1.8 | 0.21 | 20.0298 | 1.2577 | 0 | 0 | 0 | 0.096413 | 0.085 | 0.27538 | 0.27374 | 0.27538 | 0.50232 | 0
| 153 | 0.0201 | 0 | 28.12 | 7.9 | 18.98 | 0.34 | 0.69 | 20.0298 | 0.79977 | 0 | 0 | 0 | 0.09978 | 0.085 | 0.27939 | 0.27374 | 0.27939 | 0.46965 | 1.6631
| 154 | 0.34825 | 311.31 | 71.54 | 40.4 | 23.63 | 1.65 | 1.1 | 20.0298 | 1.0796 | 0 | 0 | 0 | 0.10247 | 0.085 | 0.28259 | 0.27374 | 0.28259 | 0.47312 | 0
| 155 | 0.16871 | 54.99 | 123.98 | 25.4 | 25.79 | 2.3 | 1.52 | 20.0298 | 0.94828 | 0 | 0 | 0 | 0.11008 | 0.085 | 0.29164 | 0.27374 | 0.29164 | 0.47846 | 0.63965
| 156 | 0.03769 | 0 | 48.35 | 9.7 | 25.2 | 3 | 2.14 | 20.0298 | 0.94204 | 0 | 0 | 0 | 0.10144 | 0.085 | 0.28136 | 0.27374 | 0.28136 | 0.46991 | 2.9424
| 157 | 0.02259 | 0 | 32.9 | 6.6 | 21.93 | 2.77 | 1.59 | 20.0298 | 1.0183 | 0 | 0 | 0 | 0.086617 | 0.085 | 0.26372 | 0.27374 | 0.26372 | 0.48229 | 0.95947
| 158 | 0.03797 | 3.4 | 45.62 | 9.1 | 16.37 | 2.09 | 0.69 | 20.0298 | 0.53987 | 0 | 0 | 0 | 0.07163 | 0.085 | 0.24589 | 0.27374 | 0.24589 | 0.5121 | 0.70362
| 159 | 0.05294 | 31.1 | 36.97 | 6.3 | 9.03 | 1.69 | 0.48 | 20.0298 | 0.58009 | 0 | 0 | 0 | 0.082363 | 0.085 | 0.25866 | 0.27374 | 0.25866 | 0.54315 | 0
| 160 | 0 | 0 | 0 | 0 | 0 | 1.16 | 0.9 | 20.0298 | 0.69198 | 0 | 0 | 0 | 0.094947 | 0.085 | 0.27364 | 0.27374 | 0.27364 | 0.55539 | 0.44776
| 161 | 0 | 0 | 0 | 0 | 0 | 0.45 | 1.17 | 20.0298 | 0.93883 | 0 | 0 | 0 | 0.11159 | 0.119 | 0.29345 | 0.3142 | 0.33391 | 0.56193 | 0
| 162 | 0 | 0 | 0 | 0 | 0 | -0.3 | 1.38 | 20.0298 | 1.7708 | 0 | 0 | 0 | 0.12993 | 0.119 | 0.31527 | 0.3142 | 0.35573 | 0.56882 | 1.5352
| 163 | 0 | 0 | 0 | 0 | 0 | -0.4 | 1.24 | 20.0298 | 1.1103 | 0 | 0 | 0 | 0.14331 | 0.119 | 0.33119 | 0.3142 | 0.37165 | 0.57504 | 0
| 164 | 0 | 0 | 0 | 0 | 0 | -0.39 | 1.1 | 20.0298 | 0.8421 | 0 | 0 | 0 | 0.15202 | 0.085 | 0.34156 | 0.27374 | 0.34156 | 0.58468 | 0.51172
| 165 | 0 | 0 | 0 | 0 | 0 | -0.32 | 1.17 | 20.0298 | 1.0104 | 0 | 0 | 0 | 0.13206 | 0.085 | 0.3178 | 0.27374 | 0.3178 | 0.60517 | 1.9829
| 166 | 0 | 0 | 0 | 0 | 0 | -0.41 | 1.31 | 20.0298 | 0.83187 | 0 | 0 | 0 | 0.12667 | 0.085 | 0.31139 | 0.27374 | 0.31139 | 0.62755 | 0
| 167 | 0 | 0 | 0 | 0 | 0 | -0.9 | 1.38 | 20.0298 | 0.75325 | 0 | 0 | 0 | 0.12501 | 0.085 | 0.30941 | 0.27374 | 0.30941 | 0.6438 | 0

## ti_components
| is_built | p_inst | c_inst | c_inst_l | inv_costs | fix_costs | var_costs | co2_costs | revenues | tot_costs | co2eq_balance
CombustionHeater: boiler1 | 0 | 0 |  |  | 0 | 0 | 0 | 0 |  | 0 | 0
DirectElHeater: deh1 | 1 | 5.9837 |  |  | 9.6021 | 0 | 1.4956e-07 | 0 |  | 9.6021 | 0
ElDemand: el_hh | 1 | 4.835 |  |  | 2.4234e-10 | 0 |  | 0 |  | 2.4234e-10 | 0
ElDemand: emob_fix | 1 | 10 |  |  | 5.0122e-10 | 0 |  | 0 |  | 5.0122e-10 | 0
ElExport: el_pv | 1 | 1000000 |  |  | 5.0122e-05 | 0 |  | 0 | 478.2091 | -478.2091 | 0
ElImport: el_emob | 1 | 30 |  |  | 1.5037e-09 | 144 | 638.2926 | 92.9236 |  | 875.2162 | 929.2356
ElImport: el_hp | 1 | 30 |  |  | 1.5037e-09 | 144 | 3697.4239 | 533.0725 |  | 4374.4963 | 5330.7246
ElImport: el_std | 1 | 30 |  |  | 1.5037e-09 | 600 | 658.6212 | 88.3468 |  | 1346.968 | 883.4676
ElNode: el_emob | 1 | 0 |  |  | 0 | 0 |  | 0 |  | 0 | 0
ElNode: el_hp | 1 | 0 |  |  | 0 | 0 |  | 0 |  | 0 | 0
ElNode: el_imp | 1 | 0 |  |  | 0 | 0 |  | 0 |  | 0 | 0
ElNode: el_pv | 1 | 0 |  |  | 0 | 0 |  | 0 |  | 0 | 0
ElStorage: batt1 | 1 | 1000000 | 38.0469 |  | 1149.7546 | 0 | 6.827e-06 | 58.3386 |  | 1208.0932 | 583.3857
ElectricLine: el_emob-el_pv | 0 | 0 |  |  | 0 | 0 | 0 | 0 |  | 0 | 0
ElectricLine: el_hp-el_pv | 1 | 1000000 |  |  | 5.0122e-05 | 0 | 4.1982e-06 | 0 |  | 5.432e-05 | 0
ElectricLine: el_imp-el_pv | 0 | 0 |  |  | 0 | 0 | 0 | 0 |  | 0 | 0
ElectricLine: el_pv-el_emob | 1 | 1000000 |  |  | 5.0122e-05 | 0 | 2.2413e-06 | 0 |  | 5.2363e-05 | 0
ElectricLine: el_pv-el_hp | 1 | 1000000 |  |  | 5.0122e-05 | 0 | 6.2187e-06 | 0 |  | 5.634e-05 | 0
ElectricLine: el_pv-el_imp | 1 | 1000000 |  |  | 5.0122e-05 | 0 | 6.0843e-06 | 0 |  | 5.6206e-05 | 0
FlexElDemand: emob_flex | 1 | 1000000 |  |  | 5.0122e-05 | 0 |  | 0 | -2.6086e-06 | 5.273e-05 | 0
HeatExchanger: th_ht_flow-th_roomheat | 1 | 1000000 |  |  | 5.0122e-05 | 0 | 4.7862e-05 | 0 |  | 9.7984e-05 | 0
HeatExchanger: th_ht_flow_high-th_roomheat | 1 | 1000000 |  |  | 5.0122e-05 | 0 | 4.9494e-07 | 0 |  | 5.0617e-05 | 0
HeatGains: heat_gains | 1 | 1000000 |  |  | 5.0122e-05 | 0 | 3.4206e-05 | 0 |  | 8.4328e-05 | 0
Heatpump: ac1 | 0 | 0 |  |  | 0 | 0 | 0 | 0 |  | 0 | 0
Heatpump: hp1 | 1 | 18.7653 |  |  | 3259.2265 | 0 | 5.6234e-05 | 0 |  | 3259.2266 | 0
MultiTempStorage: buffsto1 | 6.0165e-06 | 6.0165 | 311.6905 | 134.7759 | 22.5324 | 0 | 0.00010494 | 0 |  | 22.5325 | 0
MultiTempStorage: dhwsto1 | 1 | 1000000 | 63965000 | 284.8375 | 50.9639 | 0 | 5.6443e-06 | 0 |  | 50.9639 | 0
PV: pv1 | 1 | 18 |  |  | 1230.0661 | 0 | 1.5832e-05 | 57.6 |  | 1287.6661 | 576
PV: pv2 | 0 | 0 |  |  | 0 | 0 | 0 | 0 |  | 0 | 0
PV: pv3 | 1 | 3.2 |  |  | 171.8628 | 0 | 1.7774e-06 | 10.24 |  | 182.1028 | 102.4
Refurbishment: refurb1 | 0 | 0 |  |  | 0 | 0 |  | 0 |  | 0 | 0
RoomheatDemand: th_roomheat | 1 | 1000000 |  |  | 5.0122e-05 | 0 |  | 0 |  | 5.0122e-05 | 0
RoomheatNode: th_roomheat | 1 | 0 |  |  | 0 | 0 |  | 0 |  | 0 | 0
SolarPotential: roof1 | 1 | 0 |  |  | 0 | 0 |  | 0 |  | 0 | 0
SolarPotential: roof2 | 1 | 0 |  |  | 0 | 0 |  | 0 |  | 0 | 0
SolarPotential: wall1 | 1 | 0 |  |  | 0 | 0 |  | 0 |  | 0 | 0
SolarPotential: wall2 | 1 | 0 |  |  | 0 | 0 |  | 0 |  | 0 | 0
SolarThermal: st1 | 0 | 0 |  |  | 0 | 0 | 0 | 0 |  | 0 | 0
ThDemand: th_dhw | 1 | 15.2876 |  |  | 7.6624e-10 | 0 |  | 0 |  | 7.6624e-10 | 0
ThExport: excess_heat | 1 | 1000000 |  |  | 5.0122e-05 | 0 |  | 0 | 0 | 5.0122e-05 | 0
ThImport: th_air | 1 | 1000000 |  |  | 5.0122e-05 | 0 | 4.0342e-05 | 0 |  | 9.0463e-05 | 0
ThInertia: th-inertia | 1 | 1000000 | 16.6667 |  | 8.3536e-10 | 0 | 2.638e-06 | 0 |  | 2.6388e-06 | 0
ThNode: th_air | 1 | 0 |  |  | 0 | 0 |  | 0 |  | 0 | 0
ThNode: th_dhw | 1 | 0 |  |  | 0 | 0 |  | 0 |  | 0 | 0
ThNode: th_ht_flow | 0 | 0 |  |  | 0 | 0 |  | 0 |  | 0 | 0
ThNode: th_ht_flow_high | 1 | 0 |  |  | 0 | 0 |  | 0 |  | 0 | 0
sum | 37 | 15000172.0881 | 63965366.404 | 419.6135 | 5894.009 | 888 | 4994.3381 | 840.5214 | 478.2091 | 12138.6593 | 8405.2136

## ts_el_sources
|  | ElImport: el_std | PV: pv2 | PV: pv1 | ElectricLine: el_pv-el_imp | ElImport: el_hp | ElectricLine: el_imp-el_pv | ElStorage: batt1 | PV: pv3 | ElectricLine: el_pv-el_hp | ElectricLine: el_hp-el_pv | ElImport: el_emob | ElectricLine: el_pv-el_emob | ElectricLine: el_emob-el_pv
summer | 0 | -3.3307e-16 | 0 | 0 | 0.51172 | 1.4133 | 0 | 0 | 0 | 0 | 0.51172 | 0 | 0 | 0
| 1 | -3.3307e-16 | 0 | 0 | 0.42677 | 0.8488 | 0 | 0 | 0 | 0 | 0.42677 | 0 | 0 | 0
| 2 | -3.3307e-16 | 0 | 0 | 0.38187 | 1.0928 | 0 | 0 | 0 | 0 | 0.38187 | 0 | 0 | 0
| 3 | -1.6653e-16 | 0 | 0 | 0.36122 | 0.93855 | 0 | 0 | 0 | 0 | 0.36122 | 0 | 0 | 0
| 4 | -3.3307e-16 | 0 | 0 | 0.38887 | 1.185 | 0 | 0 | 0 | 0 | 0.38887 | 0 | 0 | 0
| 5 | -3.3307e-16 | 0 | 0.60996 | 0.57657 | 0 | 0 | 0 | 0.64484 | 0.67823 | 0 | 0 | 0 | 0
| 6 | -3.3307e-16 | 0 | 1.1142 | 0.49901 | 0 | 0 | 0 | 1.353 | 1.671 | 0 | 0 | 0 | 0
| 7 | -3.3307e-16 | 0 | 1.7367 | 0.449 | 0 | 0 | 0 | 1.4728 | 0 | 0 | 0 | 0 | 0
| 8 | -3.3307e-16 | 0 | 2.3666 | 0.5944 | 0 | 0 | 0 | 0.42329 | 0.1857 | 0 | 0 | 0 | 0
| 9 | -6.6613e-16 | 0 | 2.4686 | 0.83751 | 0 | 0 | 0 | 0.43885 | 0 | 0 | 0 | 0 | 0
| 10 | -3.3307e-16 | 0 | 6.0679 | 0.69592 | 0 | 0 | 0 | 0.98298 | 0 | 0 | 0 | 0 | 0
| 11 | -3.3307e-16 | 0 | 8.239 | 0.57689 | 0 | 0 | 0 | 1.0066 | 0.38021 | 0 | 0 | 0 | 0
| 12 | -3.3307e-16 | 0 | 9.5534 | 0.62008 | 0 | 0 | 0 | 0.82788 | 0.46565 | 0 | 0 | 0 | 0
| 13 | -3.3307e-16 | 0 | 5.603 | 0.66122 | 0 | 0 | 0 | 0.75699 | 4.8773 | 0 | 0 | 0 | 0
| 14 | -3.3307e-16 | 0 | 4.7536 | 0.40177 | 0 | 0 | 0 | 0.58353 | 0.0092388 | 0 | 0 | 0 | 0
| 15 | -1.6653e-16 | 0 | 3.9559 | 0.36998 | 0 | 0 | 0 | 0.4546 | 0.0092758 | 0 | 0 | 0 | 0
| 16 | -3.3307e-16 | 0 | 1.0959 | 0.40564 | 0 | 0 | 0 | 0.17039 | 0.23455 | 0 | 0 | 0 | 0
| 17 | -6.6613e-16 | 0 | 1.8919 | 0.82419 | 0 | 0 | 0 | 0.15151 | 0.29542 | 0 | 0 | 0 | 0
| 18 | -6.6613e-16 | 0 | 0.14125 | 0.85024 | 0 | 0 | 8.899 | 0.011917 | 0.54486 | 0 | 0 | 7.6571 | 0
| 19 | -1.3323e-15 | 0 | 0 | 1.6994 | 0 | 0 | 2.4694 | 0 | 0.0007663 | 0 | 0 | 0.76923 | 0
| 20 | -6.6613e-16 | 0 | 0 | 1.1255 | 0 | 0 | 1.8947 | 0 | 0 | 0 | 0 | 0.76923 | 0
| 21 | -6.6613e-16 | 0 | 0 | 0.77492 | 0 | 0 | 1.9931 | 0 | 0.44895 | 0 | 0 | 0.76923 | 0
| 22 | -3.3307e-16 | 0 | 0 | 0.64691 | 0 | 0 | 1.4161 | 0 | 0 | 0 | 0 | 0.76923 | 0
| 23 | -3.3307e-16 | 0 | 0 | 0.6208 | 0 | 0 | 1.39 | 0 | 0 | 0 | 0 | 0.76923 | 0
| 24 | -1.6653e-16 | 0 | 0 | 0.34567 | 0 | 0 | 1.1149 | 0 | 0 | 0 | 0 | 0.76923 | 0
| 25 | -3.3307e-16 | 0 | 0 | 0.38797 | 0 | 0 | 1.1572 | 0 | 0 | 0 | 0 | 0.76923 | 0
| 26 | -3.3307e-16 | 0 | 0 | 0.39963 | 0 | 0 | 1.1689 | 0 | 0 | 0 | 0 | 0.76923 | 0
| 27 | -3.3307e-16 | 0 | 0 | 0.38488 | 0 | 0 | 1.1541 | 0 | 0 | 0 | 0 | 0.76923 | 0
| 28 | -3.3307e-16 | 0 | 0 | 0.47143 | 0 | 0 | 1.2407 | 0 | 0 | 0 | 0 | 0.76923 | 0
| 29 | -3.3307e-16 | 0 | 0.45999 | 0.40824 | 0 | 0 | 0.5846 | 0.13288 | 0 | 0 | 0 | 0.76923 | 0
| 30 | -1.6653e-16 | 0 | 1.433 | 0.36015 | 0 | 0 | 0 | 0.90911 | 0 | 0 | 0 | 1.9819 | 0
| 31 | -3.3307e-16 | 0 | 1.5688 | 0.37786 | 0 | 0 | 0 | 1.4778 | 0 | 0 | 0 | 2.6687 | 0
| 32 | -3.3307e-16 | 0 | 2.9761 | 0.37661 | 0 | 0 | 0 | 1.5766 | 0 | 0 | 0 | 0 | 0
| 33 | -1.6653e-16 | 0 | 6.6392 | 0.36893 | 0 | 0 | 0 | 1.4336 | 0 | 0 | 0 | 0 | 0
| 34 | -3.3307e-16 | 0 | 7.3451 | 0.55616 | 0 | 0 | 0 | 1.0828 | 0.16184 | 0 | 0 | 0 | 0
| 35 | -6.6613e-16 | 0 | 2.1349 | 0.79729 | 0 | 0 | 0 | 0 | 1.3376 | 0 | 0 | 0 | 0
| 36 | -6.6613e-16 | 0 | 6.06 | 0.91722 | 0 | 0 | 0 | 0 | 5.1428 | 0 | 0 | 0 | 0
| 37 | -6.6613e-16 | 0 | 11.4664 | 0.89408 | 0 | 0 | 0 | 0 | 1.7511 | 0 | 0 | 0 | 0
| 38 | -3.3307e-16 | 0 | 13.116 | 0.44972 | 0 | 0 | 0 | 0.22396 | 0.033808 | 0 | 0 | 0 | 0
| 39 | -3.3307e-16 | 0 | 9.5473 | 0.66255 | 0 | 0 | 0 | 0.34489 | 0.033841 | 0 | 0 | 0 | 0
| 40 | -6.6613e-16 | 0 | 4.0098 | 0.97156 | 0 | 0 | 0 | 0.30783 | 0.21145 | 0 | 0 | 0 | 0
| 41 | -3.3307e-16 | 0 | 2.4684 | 0.40193 | 0 | 0 | 0 | 0.14811 | 0.19596 | 0 | 0 | 0 | 0
| 42 | -3.3307e-16 | 0 | 0.89057 | 0.61105 | 0 | 0 | 0.47129 | 0.018422 | 0 | 0 | 0 | 0.76923 | 0
| 43 | -6.6613e-16 | 0 | 0 | 0.94767 | 0 | 0 | 1.7169 | 0 | 0 | 0 | 0 | 0.76923 | 0
| 44 | -6.6613e-16 | 0 | 0 | 1.4982 | 0 | 0 | 2.2674 | 0 | 0 | 0 | 0 | 0.76923 | 0
| 45 | -1.3323e-15 | 0 | 0 | 1.6279 | 0 | 0 | 2.3972 | 0 | 0 | 0 | 0 | 0.76923 | 0
| 46 | -6.6613e-16 | 0 | 0 | 1.3041 | 0 | 0 | 2.0733 | 0 | 0 | 0 | 0 | 0.76923 | 0
| 47 | -6.6613e-16 | 0 | 0 | 0.75654 | 0 | 0 | 1.5258 | 0 | 0 | 0 | 0 | 0.76923 | 0
| 48 | -3.3307e-16 | 0 | 0 | 0.55835 | 0 | 0 | 1.3276 | 0 | 0 | 0 | 0 | 0.76923 | 0
| 49 | -3.3307e-16 | 0 | 0 | 0.39393 | 0 | 0 | 0.79566 | 0 | 0 | 0 | 0.3675 | 0.40173 | 0
| 50 | -1.6653e-16 | 0 | 0 | 0.34949 | 0 | 0 | 0.34949 | 0 | 0 | 0 | 0.76923 | 0 | 0
| 51 | -1.6653e-16 | 0 | 0 | 0.35861 | 0 | 0 | 0.35861 | 0 | 0 | 0 | 0.76923 | 0 | 0
| 52 | -3.3307e-16 | 0 | 0 | 0.38995 | 0.39389 | 0 | 0 | 0 | 0 | 0.38995 | 10.7692 | 0 | 0
| 53 | -3.3307e-16 | 0 | 0.038475 | 0.48906 | 0 | 0 | 1.211 | 0.0088464 | 0 | 0 | 0 | 0.76923 | 0
| 54 | -3.3307e-16 | 0 | 0.50394 | 0.47306 | 0 | 0 | 0.63487 | 0.10348 | 0 | 0 | 0 | 0.76923 | 0
| 55 | -6.6613e-16 | 0 | 0.50342 | 1.054 | 0 | 0 | 1.2163 | 0.10342 | 0 | 0 | 0 | 0.76923 | 0
| 56 | -3.3307e-16 | 0 | 1.067 | 0.39112 | 0 | 0 | 0 | 0.1897 | 0.091569 | 0 | 0 | 0 | 0
| 57 | -3.3307e-16 | 0 | 2.2623 | 0.39417 | 0 | 0 | 0 | 0.40219 | 0 | 0 | 0 | 0 | 0
| 58 | -1.3323e-15 | 0 | 1.4378 | 1.533 | 0 | 0 | 0 | 0.2556 | 0 | 0 | 0 | 0 | 0
| 59 | -1.3323e-15 | 0 | 5.6298 | 1.5411 | 0 | 0 | 0 | 0.86825 | 0 | 0 | 0 | 0 | 0
| 60 | -6.6613e-16 | 0 | 4.6315 | 1.1028 | 0 | 0 | 0 | 0.74653 | 0.61009 | 0 | 0 | 0 | 0
| 61 | -3.3307e-16 | 0 | 5.4128 | 0.72665 | 0 | 0 | 0 | 0.72914 | 3.8208 | 0 | 0 | 0 | 0
| 62 | -3.3307e-16 | 0 | 1.1165 | 0.39492 | 0 | 0 | 0 | 0.17371 | 0 | 0 | 0 | 0 | 0
| 63 | -6.6613e-16 | 0 | 0.99488 | 0.9496 | 0 | 0 | 0 | 0.15449 | 0.001137 | 0 | 0 | 0 | 0
| 64 | -6.6613e-16 | 0 | 0.72265 | 0.77894 | 0 | 0 | 0 | 0.11166 | 0.00057618 | 0 | 0 | 0 | 0
| 65 | -3.3307e-16 | 0 | 0.4381 | 0.57281 | 0 | 0 | 0.067679 | 0.067032 | 0 | 0 | 0 | 0 | 0
| 66 | -6.6613e-16 | 0 | 0.020007 | 1.0011 | 0 | 0 | 9.4811 | 0.0023408 | 0 | 0 | 0 | 8.5023 | 0
| 67 | -1.3323e-15 | 0 | 0 | 1.8784 | 0 | 0 | 2.6476 | 0 | 0 | 0 | 0 | 0.76923 | 0
| 68 | -1.3323e-15 | 0 | 0 | 1.5275 | 0 | 0 | 2.2967 | 0 | 0 | 0 | 0 | 0.76923 | 0
| 69 | -6.6613e-16 | 0 | 0 | 1.4008 | 0 | 0 | 2.17 | 0 | 0 | 0 | 0 | 0.76923 | 0
| 70 | -6.6613e-16 | 0 | 0 | 1.1136 | 0 | 0 | 1.8828 | 0 | 0 | 0 | 0 | 0.76923 | 0
| 71 | -6.6613e-16 | 0 | 0 | 0.79485 | 0 | 0 | 1.5641 | 0 | 0 | 0 | 0 | 0.76923 | 0
| 72 | -3.3307e-16 | 0 | 0 | 0.50327 | 0 | 0 | 1.2725 | 0 | 0 | 0 | 0 | 0.76923 | 0
| 73 | -3.3307e-16 | 0 | 0 | 0.4288 | 0 | 0 | 1.198 | 0 | 0 | 0 | 0 | 0.76923 | 0
| 74 | -3.3307e-16 | 0 | 0 | 0.42164 | 0 | 0 | 1.1909 | 0 | 0 | 0 | 0 | 0.76923 | 0
| 75 | -3.3307e-16 | 0 | 0 | 0.45267 | 0 | 0 | 1.2219 | 0 | 0 | 0 | 0 | 0.76923 | 0
| 76 | -3.3307e-16 | 0 | 0 | 0.43415 | 0 | 0 | 1.2034 | 0 | 0 | 0 | 0 | 0.76923 | 0
| 77 | -3.3307e-16 | 0 | 0.46786 | 0.69821 | 0 | 0 | 0.83685 | 0.16273 | 0 | 0 | 0 | 0.76923 | 0
| 78 | -3.3307e-16 | 0 | 1.092 | 0.46368 | 0 | 0 | 0 | 1.2256 | 0 | 0 | 0 | 1.854 | 0
| 79 | -3.3307e-16 | 0 | 1.0404 | 0.64999 | 0 | 0 | 0 | 1.561 | 0 | 0 | 0 | 1.9514 | 0
| 80 | -6.6613e-16 | 0 | 2.8925 | 1.0578 | 0 | 0 | 0 | 1.495 | 0.1138 | 0 | 0 | 0 | 0
| 81 | -6.6613e-16 | 0 | 6.492 | 0.75775 | 0 | 0 | 0 | 1.3776 | 0.12863 | 0 | 0 | 0 | 0
| 82 | -3.3307e-16 | 0 | 9.4053 | 0.73519 | 0 | 0 | 0 | 1.0957 | 0.1257 | 0 | 0 | 0 | 0
| 83 | -6.6613e-16 | 0 | 11.0885 | 0.90955 | 0 | 0 | 0 | 0.77496 | 0.17604 | 0 | 0 | 0 | 0
| 84 | -3.3307e-16 | 0 | 12.615 | 0.37857 | 0 | 0 | 0 | 0.38134 | 0.80039 | 0 | 0 | 0 | 0
| 85 | -3.3307e-16 | 0 | 11.8838 | 0.51733 | 0 | 0 | 0 | 0.30883 | 0 | 0 | 0 | 0 | 0
| 86 | -3.3307e-16 | 0 | 9.0045 | 0.63634 | 0 | 0 | 0 | 0.50741 | 3.6815 | 0 | 0 | 0 | 0
| 87 | -3.3307e-16 | 0 | 10.478 | 0.48865 | 0 | 0 | 0 | 0.22636 | 0 | 0 | 0 | 0 | 0
| 88 | -3.3307e-16 | 0 | 8.391 | 0.4594 | 0 | 0 | 0 | 0.15869 | 0 | 0 | 0 | 0 | 0
| 89 | -3.3307e-16 | 0 | 5.1238 | 0.45094 | 0 | 0 | 0 | 0.093267 | 0 | 0 | 0 | 0 | 0
| 90 | -1.3323e-15 | 0 | 0.48256 | 1.8669 | 0 | 0 | 6.9917 | 0.012738 | 0 | 0 | 0 | 5.6201 | 0
| 91 | -6.6613e-16 | 0 | 0 | 0.96143 | 0 | 0 | 0.96143 | 0 | 0 | 0 | 0 | 0 | 0
| 92 | -6.6613e-16 | 0 | 0 | 0.78657 | 0 | 0 | 0.78657 | 0 | 0 | 0 | 0 | 0 | 0
| 93 | -6.6613e-16 | 0 | 0 | 1.463 | 0 | 0 | 1.463 | 0 | 0 | 0 | 0 | 0 | 0
| 94 | -6.6613e-16 | 0 | 0 | 1.2059 | 0 | 0 | 1.2059 | 0 | 0 | 0 | 0 | 0 | 0
| 95 | -3.3307e-16 | 0 | 0 | 0.62622 | 0 | 0 | 0.62622 | 0 | 0 | 0 | 0 | 0 | 0
| 96 | -1.6653e-16 | 0 | 0 | 0.35835 | 0 | 0 | 0.35835 | 0 | 0 | 0 | 0 | 0 | 0
| 97 | -1.6653e-16 | 0 | 0 | 0.31103 | 0 | 0 | 0.31103 | 0 | 0 | 0 | 0 | 0 | 0
| 98 | -3.3307e-16 | 0 | 0 | 0.40785 | 0 | 0 | 0.40785 | 0 | 0 | 0 | 0 | 0 | 0
| 99 | -3.3307e-16 | 0 | 0 | 0.4299 | 0 | 0 | 0.4299 | 0 | 0 | 0 | 0 | 0 | 0
| 100 | -3.3307e-16 | 0 | 0 | 0.46393 | 0 | 0 | 0.46393 | 0 | 0 | 0 | 0 | 0 | 0
| 101 | -3.3307e-16 | 0 | 0.40544 | 0.45139 | 0 | 0 | 0 | 1.0405 | 0 | 0 | 0 | 0.99452 | 0
| 102 | -6.6613e-16 | 0 | 0.79207 | 0.93606 | 0 | 0 | 0 | 1.4105 | 0 | 0 | 0 | 1.2665 | 0
| 103 | -3.3307e-16 | 0 | 0.95965 | 0.39374 | 0 | 0 | 0 | 1.553 | 0 | 0 | 0 | 2.1189 | 0
| 104 | -3.3307e-16 | 0 | 2.7658 | 0.41978 | 0 | 0 | 0 | 1.4791 | 0 | 0 | 0 | 0 | 0
| 105 | -1.6653e-16 | 0 | 6.2699 | 0.37022 | 0 | 0 | 0 | 1.3157 | 0 | 0 | 0 | 0 | 0
| 106 | -3.3307e-16 | 0 | 9.0279 | 0.39915 | 0 | 0 | 0 | 1.0445 | 0 | 0 | 0 | 0 | 0
| 107 | -3.3307e-16 | 0 | 10.8989 | 0.54639 | 0 | 0 | 0 | 0.70422 | 0 | 0 | 0 | 0 | 0
| 108 | -3.3307e-16 | 0 | 12.004 | 0.52982 | 0 | 0 | 0 | 0.36051 | 0.16725 | 0 | 0 | 0 | 0
| 109 | -3.3307e-16 | 0 | 12.5199 | 0.50005 | 0 | 0 | 0 | 0.20052 | 0 | 0 | 0 | 0 | 0
| 110 | -3.3307e-16 | 0 | 11.9096 | 0.41274 | 0 | 0 | 0 | 0.20389 | 4.0505 | 0 | 0 | 0 | 0
| 111 | -1.6653e-16 | 0 | 10.8183 | 0.36061 | 0 | 0 | 0 | 0.16547 | 0 | 0 | 0 | 0 | 0
| 112 | -1.6653e-16 | 0 | 7.9816 | 0.36879 | 0 | 0 | 0 | 0.16212 | 0 | 0 | 0 | 0 | 0
| 113 | -3.3307e-16 | 0 | 4.9975 | 0.4076 | 0 | 0 | 0 | 0.0912 | 0 | 0 | 0 | 0 | 0
| 114 | -6.6613e-16 | 0 | 0.1987 | 1.1897 | 0 | 0 | 6.7912 | 0.0074784 | 0 | 0 | 0 | 5.8077 | 0
| 115 | -6.6613e-16 | 0 | 0 | 1.0304 | 0 | 0 | 10.3842 | 0 | 0 | 0 | 0 | 0 | 0
| 116 | -2.6645e-15 | 0 | 0 | 3.2589 | 0 | 0 | 3.2589 | 0 | 0 | 0 | 0 | 0 | 0
| 117 | -6.6613e-16 | 0 | 0 | 1.1668 | 0 | 0 | 1.1668 | 0 | 0 | 0 | 0 | 0 | 0
| 118 | -6.6613e-16 | 0 | 0 | 0.78686 | 0 | 0 | 0.78686 | 0 | 0 | 0 | 0 | 0 | 0
| 119 | -3.3307e-16 | 0 | 0 | 0.68785 | 0 | 0 | 0.68785 | 0 | 0 | 0 | 0 | 0 | 0
| 120 | -3.3307e-16 | 0 | 0 | 0.64289 | 0 | 0 | 0.64289 | 0 | 0 | 0 | 0 | 0 | 0
| 121 | -3.3307e-16 | 0 | 0 | 0.70851 | 0 | 0 | 0.70851 | 0 | 0 | 0 | 0 | 0 | 0
| 122 | -3.3307e-16 | 0 | 0 | 0.69312 | 0 | 0 | 0.69312 | 0 | 0 | 0 | 0 | 0 | 0
| 123 | -3.3307e-16 | 0 | 0 | 0.68475 | 0 | 0 | 0.68475 | 0 | 0 | 0 | 0 | 0 | 0
| 124 | -3.3307e-16 | 0 | 0 | 0.61166 | 0 | 0 | 0.61166 | 0 | 0 | 0 | 0 | 0 | 0
| 125 | -3.3307e-16 | 0 | 0.40972 | 0.71145 | 0 | 0 | 0 | 0.91388 | 0 | 0 | 0 | 0.61215 | 0
| 126 | -6.6613e-16 | 0 | 0.84731 | 0.82039 | 0 | 0 | 0 | 1.3008 | 0 | 0 | 0 | 1.3277 | 0
| 127 | -3.3307e-16 | 0 | 1.2374 | 0.39491 | 0 | 0 | 0 | 1.41 | 0 | 0 | 0 | 2.2525 | 0
| 128 | -3.3307e-16 | 0 | 3.4716 | 0.39986 | 0 | 0 | 0 | 1.1229 | 0 | 0 | 0 | 0 | 0
| 129 | -1.6653e-16 | 0 | 4.4306 | 0.3474 | 0 | 0 | 0 | 0.81338 | 0 | 0 | 0 | 0 | 0
| 130 | -1.6653e-16 | 0 | 7.4128 | 0.33179 | 0 | 0 | 0 | 1.0064 | 0 | 0 | 0 | 0 | 0
| 131 | -1.6653e-16 | 0 | 10.8096 | 0.32907 | 0 | 0 | 0 | 0.68801 | 0 | 0 | 0 | 0 | 0
| 132 | -3.3307e-16 | 0 | 11.1851 | 0.61642 | 0 | 0 | 0 | 0.4678 | 0.17027 | 0 | 0 | 0 | 0
| 133 | -1.3323e-15 | 0 | 5.2769 | 1.9458 | 0 | 0 | 0 | 0.62697 | 0.43971 | 0 | 0 | 0 | 0
| 134 | -3.3307e-16 | 0 | 3.498 | 0.41897 | 0 | 0 | 0 | 0.47701 | 3.556 | 0 | 0 | 0 | 0
| 135 | -3.3307e-16 | 0 | 0.97538 | 0.56525 | 0 | 0 | 0 | 0.15154 | 0.32825 | 0 | 0 | 0 | 0
| 136 | -6.6613e-16 | 0 | 7.596 | 0.96529 | 0 | 0 | 0 | 0.17407 | 0 | 0 | 0 | 0 | 0
| 137 | -3.3307e-16 | 0 | 4.8829 | 0.51855 | 0 | 0 | 0 | 0.087339 | 0 | 0 | 0 | 0 | 0
| 138 | -3.3307e-16 | 0 | 0.40578 | 0.5603 | 0 | 0 | 10.1459 | 0.0085728 | 0 | 0 | -5.3291e-15 | 10 | 0
| 139 | -6.6613e-16 | 0 | 0 | 0.80445 | 0 | 0 | 0.80445 | 0 | 0 | 0 | 0 | 0 | 0
| 140 | -2.6645e-15 | 0 | 0 | 3.4377 | 0 | 0 | 3.4377 | 0 | 0 | 0 | 0 | 0 | 0
| 141 | -1.3323e-15 | 0 | 0 | 1.8463 | 0 | 0 | 1.8463 | 0 | 0 | 0 | 0 | 0 | 0
| 142 | -1.3323e-15 | 0 | 0 | 2.085 | 0 | 0 | 2.085 | 0 | 0 | 0 | 0 | 0 | 0
| 143 | -6.6613e-16 | 0 | 0 | 0.84158 | 0 | 0 | 0.84158 | 0 | 0 | 0 | 0 | 0 | 0
| 144 | -3.3307e-16 | 0 | 0 | 0.5966 | 0 | 0 | 0.5966 | 0 | 0 | 0 | 0 | 0 | 0
| 145 | -3.3307e-16 | 0 | 0 | 0.40589 | 0 | 0 | 0.40589 | 0 | 0 | 0 | 0 | 0 | 0
| 146 | -3.3307e-16 | 0 | 0 | 0.40164 | 0 | 0 | 0.40164 | 0 | 0 | 0 | 0 | 0 | 0
| 147 | -3.3307e-16 | 0 | 0 | 0.43716 | 0 | 0 | 0.43716 | 0 | 0 | 0 | 0 | 0 | 0
| 148 | -3.3307e-16 | 0 | 0 | 0.61013 | 0 | 0 | 0.61013 | 0 | 0 | 0 | 0 | 0 | 0
| 149 | -3.3307e-16 | 0 | 0.45264 | 0.61819 | 0 | 0 | 0 | 0.65986 | 0 | 0 | 0 | 0 | 0
| 150 | -3.3307e-16 | 0 | 0.89963 | 0.39309 | 0 | 0 | 0 | 1.2068 | 0 | 0 | 0 | 0 | 0
| 151 | -6.6613e-16 | 0 | 1.046 | 1.2163 | 0 | 0 | 0 | 1.4293 | 0 | 0 | 0 | 0 | 0
| 152 | -6.6613e-16 | 0 | 2.966 | 0.94437 | 0 | 0 | 0 | 1.3242 | 0 | 0 | 0 | 0 | 0
| 153 | -3.3307e-16 | 0 | 5.8792 | 0.48142 | 0 | 0 | 0 | 1.1724 | 0 | 0 | 0 | 0 | 0
| 154 | -1.6653e-16 | 0 | 8.6623 | 0.36935 | 0 | 0 | 0 | 1.0107 | 0 | 0 | 0 | 0 | 0
| 155 | -6.6613e-16 | 0 | 10.6921 | 0.95588 | 0 | 0 | 0 | 0.6861 | 0.10315 | 0 | 0 | 0 | 0
| 156 | -3.3307e-16 | 0 | 11.107 | 0.45243 | 0 | 0 | 0 | 0.44959 | 1.2814 | 0 | 0 | 0 | 0
| 157 | -6.6613e-16 | 0 | 12.0387 | 1.2165 | 0 | 0 | 0 | 0.24308 | 0 | 0 | 0 | 0 | 0
| 158 | -6.6613e-16 | 0 | 9.5102 | 0.77127 | 0 | 0 | 0 | 0.41177 | 0.11402 | 0 | 0 | 0 | 0
| 159 | -3.3307e-16 | 0 | 1.1915 | 0.44143 | 0 | 0 | 0 | 0.18571 | 0 | 0 | 0 | 0 | 0
| 160 | -3.3307e-16 | 0 | 7.7001 | 0.55357 | 0 | 0 | 0 | 0.15139 | 0 | 0 | 0 | 0 | 0
| 161 | -6.6613e-16 | 0 | 2.3381 | 1.3419 | 0 | 0 | 0 | 0.11987 | 0 | 0 | 0 | 0 | 0
| 162 | -6.6613e-16 | 0 | 0.30079 | 1.4327 | 0 | 0 | 1.1268 | 0.0051072 | 0 | 0 | 0 | 0 | 0
| 163 | -6.6613e-16 | 0 | 0 | 1.0223 | 0 | 0 | 1.0223 | 0 | 0 | 0 | 0 | 0 | 0
| 164 | -6.6613e-16 | 0 | 0 | 1.1979 | 0 | 0 | 19.0234 | 0 | 0 | 0 | 0 | 0 | 0
| 165 | -3.3307e-16 | 0 | 0 | 0.6504 | 0 | 0 | 4.4481 | 0 | 0 | 0 | 0 | 0 | 0
| 166 | -6.6613e-16 | 0 | 0 | 1.2792 | 0 | 0 | 1.2792 | 0 | 0 | 0 | 0 | 0 | 0
| 167 | -6.6613e-16 | 0 | 0 | 1.1332 | 0 | 0 | 1.1332 | 0 | 0 | 0 | 0 | 0 | 0
transition | 0 | -3.3307e-16 | 0 | 0 | 0.68044 | 3.1295 | 0 | 0 | 0 | 0 | 0.68044 | 0 | 0 | 0
| 1 | -3.3307e-16 | 0 | 0 | 0.50455 | 2.7967 | 0 | 0 | 0 | 0 | 0.50455 | 0 | 0 | 0
| 2 | -3.3307e-16 | 0 | 0 | 0.50766 | 3.0091 | 0 | 0 | 0 | 0 | 0.50766 | 0 | 0 | 0
| 3 | -3.3307e-16 | 0 | 0 | 0.53538 | 3.9011 | 0 | 0 | 0 | 0 | 0.53538 | 0 | 0 | 0
| 4 | -3.3307e-16 | 0 | 0 | 0.56428 | 4.9735 | 0 | 0 | 0 | 0 | 1.5544 | 0 | 0 | 0
| 5 | -3.3307e-16 | 0 | 0.27958 | 0.623 | 0.18615 | 0 | 0 | 0.79341 | 0.44999 | 0 | 0 | 0 | 0
| 6 | 0.5593 | 0 | 0.40903 | 0 | 1.2307 | 0 | 0 | 0.08439 | 0.49342 | 0 | 0 | 0 | 0
| 7 | 0.52722 | 0 | 0.6628 | 0 | 0 | 0 | 0.90701 | 0.13549 | 1.7053 | 0 | 0 | 0 | 0
| 8 | -3.3307e-16 | 0 | 1.8331 | 0.61633 | 0 | 0 | 0 | 0.32589 | 1.1797 | 0 | 0 | 0 | 0
| 9 | -3.3307e-16 | 0 | 2.4267 | 0.53225 | 0 | 0 | 0 | 0.43141 | 0.86244 | 0 | 0 | 0 | 0
| 10 | -3.3307e-16 | 0 | 4.3709 | 0.59667 | 0 | 0 | 0 | 0.74155 | 0.24036 | 0 | 0 | 0 | 0
| 11 | -6.6613e-16 | 0 | 4.6611 | 0.76173 | 0 | 0 | 0 | 0.75547 | 0 | 0 | 0 | 0 | 0
| 12 | -6.6613e-16 | 0 | 8.4925 | 0.80001 | 0 | 0 | 0 | 0.73489 | 0.59594 | 0 | 0 | 0 | 0
| 13 | -3.3307e-16 | 0 | 11.8096 | 0.67231 | 0 | 0 | 0 | 0.45925 | 4.636 | 0 | 0 | 0 | 0
| 14 | -1.3323e-15 | 0 | 6.801 | 1.7273 | 0 | 0 | 0 | 0.54544 | 3.3976 | 0 | 0 | 0 | 0
| 15 | -6.6613e-16 | 0 | 1.353 | 0.90796 | 0 | 0 | 0 | 0.2111 | 0.65609 | 0 | 0 | 0 | 0
| 16 | -6.6613e-16 | 0 | 5.1969 | 0.79199 | 0 | 0 | 0 | 0.22022 | 0.91661 | 0 | 0 | 0 | 0
| 17 | -6.6613e-16 | 0 | 3.8478 | 1.3531 | 0 | 0 | 0 | 0.058611 | 1.1562 | 0 | 0 | 0 | 0
| 18 | -6.6613e-16 | 0 | 0 | 1.4011 | 0 | 0 | 3.5643 | 0 | 1.3941 | 0 | 0 | 0.76923 | 0
| 19 | -1.3323e-15 | 0 | 0 | 1.5852 | 0 | 0 | 2.8615 | 0 | 0.50698 | 0 | 0 | 0.76923 | 0
| 20 | -1.3323e-15 | 0 | 0 | 1.7571 | 0 | 0 | 2.5263 | 0 | 0 | 0 | 0 | 0.76923 | 0
| 21 | -1.3323e-15 | 0 | 0 | 1.676 | 0 | 0 | 4.3133 | 0 | 1.8681 | 0 | 0 | 0.76923 | 0
| 22 | -3.3307e-16 | 0 | 0 | 0.61938 | 0 | 0 | 3.0638 | 0 | 1.6752 | 0 | 0 | 0.76923 | 0
| 23 | -3.3307e-16 | 0 | 0 | 0.63843 | 0 | 0 | 3.3003 | 0 | 1.8927 | 0 | 0 | 0.76923 | 0
| 24 | -6.6613e-16 | 0 | 0 | 0.78649 | 2.6538 | 0 | 0 | 0 | 0 | 0.78649 | 0.76923 | 0 | 0
| 25 | -6.6613e-16 | 0 | 0 | 0.78428 | 2.1595 | 0 | 0 | 0 | 0 | 0.78428 | 0.76923 | 0 | 0
| 26 | -6.6613e-16 | 0 | 0 | 0.80009 | 2.2256 | 0 | 0 | 0 | 0 | 0.80009 | 0.76923 | 0 | 0
| 27 | -3.3307e-16 | 0 | 0 | 0.71307 | 2.0808 | 0 | 0 | 0 | 0 | 0.71307 | 9.7013 | 0 | 0
| 28 | -3.3307e-16 | 0 | 0 | 0.63542 | 2.2016 | 0 | 0 | 0 | 0 | 0.63542 | 0.76923 | 0 | 0
| 29 | -6.6613e-16 | 0 | 0.20982 | 1.0165 | 1.9439 | 0 | 0 | 0.058398 | 0 | 0.74832 | 0.76923 | 0 | 0
| 30 | -3.3307e-16 | 0 | 0.95333 | 0.61726 | 0 | 0 | 1.5255 | 0.2159 | 1.3082 | 0 | 0 | 0.76923 | 0
| 31 | -3.3307e-16 | 0 | 2.2457 | 0.60221 | 0 | 0 | 0 | 0.79605 | 0.60245 | 0 | 0 | 1.8371 | 0
| 32 | -3.3307e-16 | 0 | 2.8815 | 0.591 | 0 | 0 | 0 | 0.5327 | 1.6308 | 0 | 0 | 0 | 0
| 33 | -6.6613e-16 | 0 | 2.3056 | 0.83903 | 0 | 0 | 0 | 0.40988 | 1.8764 | 0 | 0 | 0 | 0
| 34 | -6.6613e-16 | 0 | 2.7136 | 0.88405 | 0 | 0 | 0 | 0.48242 | 2.312 | 0 | 0 | 0 | 0
| 35 | -6.6613e-16 | 0 | 1.7464 | 0.86425 | 0 | 0 | 0 | 0.31048 | 1.1926 | 0 | 0 | 0 | 0
| 36 | -6.6613e-16 | 0 | 4.2738 | 0.98297 | 0 | 0 | 0 | 0.69592 | 3.9868 | 0 | 0 | 0 | 0
| 37 | -6.6613e-16 | 0 | 2.2151 | 1.3591 | 0 | 0 | 0 | 0.34765 | 1.2037 | 0 | 0 | 0 | 0
| 38 | -6.6613e-16 | 0 | 0.87022 | 0.78939 | 0.66355 | 0 | 0 | 0.13482 | 0.21565 | 0 | 0 | 0 | 0
| 39 | -6.6613e-16 | 0 | 0.93315 | 0.7948 | 0.63514 | 0 | 0 | 0.14473 | 0.28308 | 0 | 0 | 0 | 0
| 40 | -1.3323e-15 | 0 | 1.4176 | 1.6917 | 0.99507 | 0 | 0 | 0.18638 | 0 | 0.08773 | 0 | 0 | 0
| 41 | -6.6613e-16 | 0 | 1.2158 | 1.1919 | 0 | 0 | 0 | 0.071379 | 0.095292 | 0 | 0 | 0 | 0
| 42 | -6.6613e-16 | 0 | 0 | 0.97077 | 0 | 0 | 1.74 | 0 | 0 | 0 | 0 | 0.76923 | 0
| 43 | 1.476 | 0 | 0 | 1.4805 | 0 | 0 | 3.111 | 0 | 0.86128 | 0 | 0 | 0.76923 | 0
| 44 | 2.5598 | 0 | 0 | 0 | 0 | 0 | 2.2088 | 0 | 1.4395 | 0 | 0 | 0.76923 | 0
| 45 | 3.3522 | 0 | 0 | 0 | 0 | 0 | 2.2529 | 0 | 1.4837 | 0 | 0 | 0.76923 | 0
| 46 | -1.3323e-15 | 0 | 0 | 2.8466 | 4.437 | 0 | 0 | 0 | 0 | 2.8466 | 0.76923 | 0 | 0
| 47 | -1.3323e-15 | 0 | 0 | 1.5912 | 3.2191 | 0 | 0 | 0 | 0 | 1.5912 | 0.76923 | 0 | 0
| 48 | -3.3307e-16 | 0 | 0 | 0.66816 | 2.4494 | 0 | 0 | 0 | 0 | 0.66816 | 0.76923 | 0 | 0
| 49 | -3.3307e-16 | 0 | 0 | 0.58402 | 1.7549 | 0 | 0 | 0 | 0 | 0.58402 | 0.76923 | 0 | 0
| 50 | -3.3307e-16 | 0 | 0 | 0.60028 | 2.0534 | 0 | 0 | 0 | 0 | 0.60028 | 10.7692 | 0 | 0
| 51 | -3.3307e-16 | 0 | 0 | 0.61324 | 3.0579 | 0 | 0 | 0 | 0 | 0.61324 | 0.76923 | 0 | 0
| 52 | -3.3307e-16 | 0 | 0 | 0.59351 | 3.4765 | 0 | 0 | 0 | 0 | 0.59351 | 0.76923 | 0 | 0
| 53 | -3.3307e-16 | 0 | 0.14501 | 0.65758 | 1.6407 | 0 | 0 | 0.030795 | 0 | 0.48178 | 0.76923 | 0 | 0
| 54 | 0.78788 | 0 | 0.55336 | 0 | 0 | 0 | 0 | 0.11348 | 0 | 0 | 0.10239 | 0.66684 | 0
| 55 | 0.69738 | 0 | 1.0556 | 0 | 0 | 0 | 0 | 0.21423 | 0.50058 | 0 | 0 | 0.76923 | 0
| 56 | -3.3307e-16 | 0 | 2.947 | 0.73507 | 0 | 0 | 0 | 0.54854 | 2.7605 | 0 | 0 | 0 | 0
| 57 | -3.3307e-16 | 0 | 2.7497 | 0.51214 | 0 | 0 | 0 | 0.48886 | 2.7264 | 0 | 0 | 0 | 0
| 58 | -3.3307e-16 | 0 | 3.1062 | 0.53088 | 0 | 0 | 0 | 0.5506 | 3.1259 | 0 | 0 | 0 | 0
| 59 | -3.3307e-16 | 0 | 1.5212 | 0.60105 | 0 | 0 | 0 | 0.27044 | 1.1906 | 0 | 0 | 0 | 0
| 60 | -6.6613e-16 | 0 | 1.2979 | 1.3976 | 3.1759 | 0 | 0 | 0.23074 | 0.13104 | 0 | 0 | 0 | 0
| 61 | -6.6613e-16 | 0 | 1.1963 | 1.0446 | 2.9764 | 0 | 0 | 0.1862 | 0 | 0 | 0 | 0 | 0
| 62 | -6.6613e-16 | 0 | 0.97282 | 1.0495 | 20.8143 | 0 | 0 | 0.15097 | 0 | 17.7538 | 0 | 0 | 0
| 63 | -3.3307e-16 | 0 | 0.56823 | 0.51157 | 1.9842 | 0 | 0 | 0.0874 | 0.14407 | 0 | 0 | 0 | 0
| 64 | -3.3307e-16 | 0 | 0.40424 | 0.49902 | 2.1112 | 0 | 0 | 0.061742 | 0 | 0.033033 | 0 | 0 | 0
| 65 | -6.6613e-16 | 0 | 0.92391 | 1.0597 | 2.094 | 0 | 0 | 0.070954 | 0 | 0.064849 | 0 | 0 | 0
| 66 | 0.70773 | 0 | 0 | 0 | 0 | 0 | 3.1068 | 0 | 2.3376 | 0 | 0 | 0.76923 | 0
| 67 | 1.0798 | 0 | 0 | 0 | 0 | 0 | 3.1917 | 0 | 2.4224 | 0 | 0 | 0.76923 | 0
| 68 | 0.85889 | 0 | 0 | 0 | 0 | 0 | 2.6679 | 0 | 1.8986 | 0 | 0 | 0.76923 | 0
| 69 | 1.5778 | 0 | 0 | 0 | 0 | 0 | 0 | 0 | 0 | 0 | 0.76923 | 0 | 0
| 70 | -1.3323e-15 | 0 | 0 | 2.5667 | 5.4908 | 0 | 0 | 0 | 0 | 2.5667 | 0.76923 | 0 | 0
| 71 | -1.3323e-15 | 0 | 0 | 2.2607 | 5.0499 | 0 | 0 | 0 | 0 | 2.2607 | 0.76923 | 0 | 0
| 72 | -3.3307e-16 | 0 | 0 | 0.47777 | 3.4951 | 0 | 0 | 0 | 0 | 0.47777 | 0.76923 | 0 | 0
| 73 | -3.3307e-16 | 0 | 0 | 0.57685 | 2.9388 | 0 | 0 | 0 | 0 | 0.57685 | 0.76923 | 0 | 0
| 74 | -1.6653e-16 | 0 | 0 | 0.37021 | 2.694 | 0 | 0 | 0 | 0 | 0.37021 | 0.76923 | 0 | 0
| 75 | -1.6653e-16 | 0 | 0 | 0.31449 | 2.9362 | 0 | 0 | 0 | 0 | 0.31449 | 0.76923 | 0 | 0
| 76 | -1.6653e-16 | 0 | 0 | 0.28066 | 3.5992 | 0 | 0 | 0 | 0 | 0.28066 | 10.7692 | 0 | 0
| 77 | -3.3307e-16 | 0 | 0.32216 | 0.46828 | 2.0701 | 0 | 0 | 0.11239 | 0 | 0.033722 | 0.76923 | 0 | 0
| 78 | 0.34634 | 0 | 1.2439 | 0 | 0 | 0 | 1.0789 | 0.36717 | 1.9207 | 0 | 0 | 0.76923 | 0
| 79 | 0.46115 | 0 | 1.4048 | 0 | 0 | 0 | 1.2839 | 0.28412 | 2.2035 | 0 | 0 | 0.76923 | 0
| 80 | 0.66669 | 0 | 1.3328 | 0 | 0 | 0 | 0.48195 | 0.23694 | 2.0517 | 0 | 0 | 0 | 0
| 81 | -3.3307e-16 | 0 | 2.071 | 0.3902 | 0 | 0 | 0 | 0.36817 | 2.049 | 0 | 0 | 0 | 0
| 82 | -6.6613e-16 | 0 | 2.2752 | 1.0785 | 0 | 0 | 0 | 0.40447 | 1.6011 | 0 | 0 | 0 | 0
| 83 | -1.6653e-16 | 0 | 3.3058 | 0.36378 | 0 | 0 | 0 | 0.58471 | 3.5267 | 0 | 0 | 0 | 0
| 84 | -6.6613e-16 | 0 | 3.1245 | 0.77964 | 0 | 0 | 0 | 0.55136 | 2.8962 | 0 | 0 | 0 | 0
| 85 | -6.6613e-16 | 0 | 1.9581 | 0.97172 | 0 | 0 | 0 | 0.3068 | 1.2932 | 0 | 0 | 0 | 0
| 86 | -6.6613e-16 | 0 | 2.0436 | 0.99598 | 0 | 0 | 0 | 0.32039 | 1.368 | 0 | 0 | 0 | 0
| 87 | -3.3307e-16 | 0 | 0.796 | 0.437 | 0.39568 | 0 | 0 | 0.12315 | 0.48216 | 0 | 0 | 0 | 0
| 88 | -3.3307e-16 | 0 | 2.1038 | 0.57935 | 0 | 0 | 0 | 0.22496 | 1.7494 | 0 | 0 | 0 | 0
| 89 | 0.78184 | 0 | 0.27377 | 0 | 0.79119 | 0 | 0 | 0.041405 | 0.31518 | 0 | 0 | 0 | 0
| 90 | 1.6515 | 0 | 0 | 0 | 0 | 0 | 1.4283 | 0 | 1.4283 | 0 | 0 | 0 | 0
| 91 | 1.2123 | 0 | 0 | 0 | 0 | 0 | 1.6088 | 0 | 1.6088 | 0 | 0 | 0 | 0
| 92 | 1.0801 | 0 | 0 | 0 | 0 | 0 | 1.4389 | 0 | 1.4389 | 0 | 0 | 0 | 0
| 93 | 1.4178 | 0 | 0 | 0 | 0 | 0 | 0 | 0 | 0 | 0 | 0 | 0 | 0
| 94 | 1.1408 | 0 | 0 | 0 | 2.2175 | 0 | 0 | 0 | 0 | 0 | 0 | 0 | 0
| 95 | -3.3307e-16 | 0 | 0 | 0.60412 | 2.9407 | 0 | 0 | 0 | 0 | 0.60412 | 0 | 0 | 0
| 96 | -1.6653e-16 | 0 | 0 | 0.35979 | 2.8488 | 0 | 0 | 0 | 0 | 0.35979 | 0 | 0 | 0
| 97 | -1.6653e-16 | 0 | 0 | 0.32471 | 3.7366 | 0 | 0 | 0 | 0 | 0.32471 | 0 | 0 | 0
| 98 | -1.6653e-16 | 0 | 0 | 0.36251 | 2.5342 | 0 | 0 | 0 | 0 | 0.36251 | 0 | 0 | 0
| 99 | -3.3307e-16 | 0 | 0 | 0.39612 | 3.3732 | 0 | 0 | 0 | 0 | 0.39612 | 0 | 0 | 0
| 100 | -3.3307e-16 | 0 | 0 | 0.49496 | 3.5985 | 0 | 0 | 0 | 0 | 0.49496 | 10 | 0 | 0
| 101 | -3.3307e-16 | 0 | 0.079686 | 0.53775 | 2.5612 | 0 | 0 | 0.017389 | 0 | 0.44068 | 0 | 0 | 0
| 102 | 0.34254 | 0 | 0.62466 | 0 | 0 | 0 | 0 | 0.12783 | 0.75249 | 0 | 0 | 0 | 0
| 103 | -6.6613e-16 | 0 | 2.308 | 0.77411 | 0 | 0 | 0 | 0.68205 | 2.2159 | 0 | 0 | 0 | 0
| 104 | -3.3307e-16 | 0 | 3.9522 | 0.72932 | 0 | 0 | 0 | 1.0595 | 3.9486 | 0 | 0 | 0 | 0
| 105 | -3.3307e-16 | 0 | 6.0934 | 0.42542 | 0 | 0 | 0 | 1.0909 | 0.19466 | 0 | 0 | 0 | 0
| 106 | -6.6613e-16 | 0 | 10.3712 | 1.4144 | 0 | 0 | 0 | 0.96754 | 0 | 0 | 0 | 0 | 0
| 107 | -3.3307e-16 | 0 | 12.2523 | 0.5021 | 0 | 0 | 0 | 0.5707 | 0 | 0 | 0 | 0 | 0
| 108 | -3.3307e-16 | 0 | 13.6049 | 0.42238 | 0 | 0 | 0 | 0.21079 | 0.45046 | 0 | 0 | 0 | 0
| 109 | -6.6613e-16 | 0 | 14.0653 | 0.77628 | 0 | 0 | 0 | 0.16528 | 0 | 0 | 0 | 0 | 0
| 110 | -3.3307e-16 | 0 | 13.3775 | 0.41007 | 0 | 0 | 0 | 0.1648 | 2.4253 | 0 | 0 | 0 | 0
| 111 | -1.6653e-16 | 0 | 11.3488 | 0.3659 | 0 | 0 | 0 | 0.16839 | 4.9125 | 0 | 0 | 0 | 0
| 112 | -3.3307e-16 | 0 | 7.6842 | 0.69419 | 0 | 0 | 0 | 0.15702 | 0.46275 | 0 | 0 | 0 | 0
| 113 | -6.6613e-16 | 0 | 4.1247 | 1.11 | 0 | 0 | 0 | 0.06381 | 0.096475 | 0 | 0 | 0 | 0
| 114 | -6.6613e-16 | 0 | 0 | 0.85471 | 0 | 0 | 8.0033 | 0 | 0.63971 | 0 | 0 | 6.5089 | 0
| 115 | -6.6613e-16 | 0 | 0 | 1.3267 | 0 | 0 | 8.0646 | 0 | 0.84374 | 0 | 0 | 0 | 0
| 116 | -6.6613e-16 | 0 | 0 | 1.2912 | 0 | 0 | 2.2626 | 0 | 0.97147 | 0 | 0 | 0 | 0
| 117 | -6.6613e-16 | 0 | 0 | 0.84485 | 0 | 0 | 0.84485 | 0 | 0 | 0 | 0 | 0 | 0
| 118 | -6.6613e-16 | 0 | 0 | 0.98699 | 0 | 0 | 0.98699 | 0 | 0 | 0 | 0 | 0 | 0
| 119 | -3.3307e-16 | 0 | 0 | 0.51491 | 0 | 0 | 1.5269 | 0 | 1.012 | 0 | 0 | 0 | 0
| 120 | -3.3307e-16 | 0 | 0 | 0.5739 | 0 | 0 | 2.0605 | 0 | 1.4866 | 0 | 0 | 0 | 0
| 121 | -3.3307e-16 | 0 | 0 | 0.56817 | 0 | 0 | 1.6018 | 0 | 1.0337 | 0 | 0 | 0 | 0
| 122 | -6.6613e-16 | 0 | 0 | 0.76148 | 0 | 0 | 1.8526 | 0 | 1.0911 | 0 | 0 | 0 | 0
| 123 | -6.6613e-16 | 0 | 0 | 0.88462 | 0 | 0 | 2.0721 | 0 | 1.1875 | 0 | 0 | 0 | 0
| 124 | -6.6613e-16 | 0 | 0 | 0.81899 | 0 | 0 | 1.4504 | 0 | 0.63138 | 0 | 0 | 0 | 0
| 125 | -6.6613e-16 | 0 | 0.33961 | 1.4426 | 0 | 0 | 0.11458 | 0.98843 | 0 | 0 | 0 | 0 | 0
| 126 | -3.3307e-16 | 0 | 1.0128 | 0.72666 | 0 | 0 | 0 | 1.2298 | 0.048199 | 0 | 0 | 1.4677 | 0
| 127 | -3.3307e-16 | 0 | 1.1383 | 0.60587 | 0 | 0 | 0 | 1.4909 | 0 | 0 | 0 | 2.0234 | 0
| 128 | -3.3307e-16 | 0 | 3.2074 | 0.7326 | 0 | 0 | 0 | 1.4694 | 0.21331 | 0 | 0 | 0 | 0
| 129 | -1.3323e-15 | 0 | 6.9019 | 2.0094 | 0 | 0 | 0 | 1.2511 | 0.11256 | 0 | 0 | 0 | 0
| 130 | -3.3307e-16 | 0 | 10.0916 | 0.58091 | 0 | 0 | 0 | 0.95784 | 0 | 0 | 0 | 0 | 0
| 131 | -6.6613e-16 | 0 | 11.9413 | 0.93778 | 0 | 0 | 0 | 0.58018 | 0.35461 | 0 | 0 | 0 | 0
| 132 | -3.3307e-16 | 0 | 12.576 | 0.6817 | 0 | 0 | 0 | 0.30932 | 0 | 0 | 0 | 0 | 0
| 133 | -3.3307e-16 | 0 | 13.3019 | 0.6346 | 0 | 0 | 0 | 0.21836 | 5.0145 | 0 | 0 | 0 | 0
| 134 | -6.6613e-16 | 0 | 12.3459 | 1.4837 | 0 | 0 | 0 | 0.22387 | 1.7539 | 0 | 0 | 0 | 0
| 135 | -6.6613e-16 | 0 | 10.1895 | 0.83115 | 0 | 0 | 0 | 0.22405 | 0.58913 | 0 | 0 | 0 | 0
| 136 | -1.3323e-15 | 0 | 6.1623 | 1.5691 | 0 | 0 | 0 | 0.20167 | 0.70073 | 0 | 0 | 0 | 0
| 137 | -6.6613e-16 | 0 | 1.4352 | 0.85075 | 0 | 0 | 0 | 0.08208 | 0.35864 | 0 | 0 | 0 | 0
| 138 | -6.6613e-16 | 0 | 0 | 1.3323 | 0 | 0 | 11.7313 | 0 | 0.39908 | 0 | -5.3291e-15 | 10 | 0
| 139 | -1.3323e-15 | 0 | 0 | 1.9991 | 0 | 0 | 2.3865 | 0 | 0.38743 | 0 | 0 | 0 | 0
| 140 | -1.3323e-15 | 0 | 0 | 2.2077 | 0 | 0 | 2.9831 | 0 | 0.77548 | 0 | 0 | 0 | 0
| 141 | -1.3323e-15 | 0 | 0 | 1.7804 | 0 | 0 | 1.7804 | 0 | 0 | 0 | 0 | 0 | 0
| 142 | -6.6613e-16 | 0 | 0 | 1.3403 | 0 | 0 | 1.3403 | 0 | 0 | 0 | 0 | 0 | 0
| 143 | -6.6613e-16 | 0 | 0 | 1.1838 | 0 | 0 | 1.1838 | 0 | 0 | 0 | 0 | 0 | 0
| 144 | -3.3307e-16 | 0 | 0 | 0.53183 | 0 | 0 | 1.2367 | 0 | 0.70492 | 0 | 0 | 0 | 0
| 145 | -3.3307e-16 | 0 | 0 | 0.48611 | 0 | 0 | 1.1375 | 0 | 0.65141 | 0 | 0 | 0 | 0
| 146 | -3.3307e-16 | 0 | 0 | 0.51341 | 0 | 0 | 1.1941 | 0 | 0.68068 | 0 | 0 | 0 | 0
| 147 | -3.3307e-16 | 0 | 0 | 0.55469 | 0 | 0 | 1.266 | 0 | 0.71135 | 0 | 0 | 0 | 0
| 148 | -3.3307e-16 | 0 | 0 | 0.71689 | 0 | 0 | 1.4659 | 0 | 0.74898 | 0 | 0 | 0 | 0
| 149 | -6.6613e-16 | 0 | 0.068742 | 0.89822 | 0 | 0 | 1.441 | 0.015109 | 0.62668 | 0 | 0 | 0 | 0
| 150 | -3.3307e-16 | 0 | 0.35876 | 0.66241 | 0 | 0 | 1.1944 | 0.074176 | 0.96496 | 0 | 0 | 0 | 0
| 151 | -3.3307e-16 | 0 | 0.66929 | 0.54943 | 0 | 0 | 0.5345 | 0.13677 | 0.79114 | 0 | 0 | 0 | 0
| 152 | -3.3307e-16 | 0 | 2.235 | 0.62758 | 0 | 0 | 0 | 0.39946 | 0.76245 | 0 | 0 | 0 | 0
| 153 | -6.6613e-16 | 0 | 4.2882 | 0.79938 | 0 | 0 | 0 | 0.7648 | 0.1443 | 0 | 0 | 0 | 0
| 154 | -3.3307e-16 | 0 | 4.1356 | 0.61495 | 0 | 0 | 0 | 0.71127 | 0.1591 | 0 | 0 | 0 | 0
| 155 | -3.3307e-16 | 0 | 11.2795 | 0.64072 | 0 | 0 | 0 | 0.66023 | 0.15385 | 0 | 0 | 0 | 0
| 156 | -3.3307e-16 | 0 | 10.4934 | 0.63408 | 0 | 0 | 0 | 0.56556 | 1.5177 | 0 | 0 | 0 | 0
| 157 | -6.6613e-16 | 0 | 7.7543 | 1.0026 | 0 | 0 | 0 | 0.64494 | 3.5241 | 0 | 0 | 0 | 0
| 158 | -3.3307e-16 | 0 | 5.7771 | 0.65726 | 0 | 0 | 0 | 0.54744 | 0.0088158 | 0 | 0 | 0 | 0
| 159 | -6.6613e-16 | 0 | 1.0212 | 0.86877 | 0 | 0 | 0 | 0.15872 | 0.19571 | 0 | 0 | 0 | 0
| 160 | -6.6613e-16 | 0 | 7.5476 | 1.0516 | 0 | 0 | 0 | 0.16103 | 0.0088267 | 0 | 0 | 0 | 0
| 161 | -3.3307e-16 | 0 | 1.5219 | 0.6178 | 0 | 0 | 0 | 0.086914 | 0.18746 | 0 | 0 | 0 | 0
| 162 | -6.6613e-16 | 0 | 0 | 1.0205 | 0 | 0 | 1.517 | 0 | 0.49652 | 0 | 0 | 0 | 0
| 163 | -1.3323e-15 | 0 | 0 | 2.0907 | 0 | 0 | 2.8207 | 0 | 0.72996 | 0 | 0 | 0 | 0
| 164 | -1.3323e-15 | 0 | 0 | 2.2319 | 0 | 0 | 2.597 | 0 | 0.36514 | 0 | 0 | 0 | 0
| 165 | -1.3323e-15 | 0 | 0 | 1.5106 | 0 | 0 | 1.5114 | 0 | 0.0008582 | 0 | 0 | 0 | 0
| 166 | -1.3323e-15 | 0 | 0 | 2.289 | 0 | 0 | 2.289 | 0 | 0 | 0 | 0 | 0 | 0
| 167 | -1.3323e-15 | 0 | 0 | 2.2735 | 0 | 0 | 2.2735 | 0 | 0 | 0 | 0 | 0 | 0
winter | 0 | -6.6613e-16 | 0 | 0 | 0.93539 | 8.4381 | 0 | 0 | 0 | 0 | 0.93539 | 0 | 0 | 0
| 1 | -3.3307e-16 | 0 | 0 | 0.58565 | 7.4843 | 0 | 0 | 0 | 0 | 0.58565 | 0 | 0 | 0
| 2 | -3.3307e-16 | 0 | 0 | 0.54864 | 7.557 | 0 | 0 | 0 | 0 | 0.54864 | 0 | 0 | 0
| 3 | -3.3307e-16 | 0 | 0 | 0.58366 | 7.8814 | 0 | 0 | 0 | 0 | 0.58366 | 0 | 0 | 0
| 4 | -3.3307e-16 | 0 | 0 | 0.53379 | 24.27 | 0 | 0 | 0 | 0 | 15.2791 | 0 | 0 | 0
| 5 | -3.3307e-16 | 0 | 0 | 0.52968 | 30 | 0 | 0 | 0 | 0 | 17.6529 | 0 | 0 | 0
| 6 | -3.3307e-16 | 0 | 0 | 0.65616 | 5.8601 | 0 | 0 | 0 | 0 | 0.65616 | 0 | 0 | 0
| 7 | -6.6613e-16 | 0 | 0.043092 | 0.87298 | 5.8424 | 0 | 0 | 0.016629 | 0 | 0.81326 | 0 | 0 | 0
| 8 | -3.3307e-16 | 0 | 0.92289 | 0.54373 | 4.0128 | 0 | 0 | 0.23426 | 0.61342 | 0 | 0 | 0 | 0
| 9 | -3.3307e-16 | 0 | 4.1975 | 0.68966 | 0.71457 | 0 | 0 | 0.15063 | 3.6585 | 0 | 0 | 0 | 0
| 10 | -3.3307e-16 | 0 | 6.9725 | 0.66813 | 0 | 0 | 0 | 0.20867 | 4.1495 | 0 | 0 | 0 | 0
| 11 | -6.6613e-16 | 0 | 1.946 | 0.86477 | 2.3253 | 0 | 0 | 0.28324 | 1.3644 | 0 | 0 | 0 | 0
| 12 | -6.6613e-16 | 0 | 1.0689 | 0.84828 | 3.3031 | 0 | 0 | 0.16604 | 0.38668 | 0 | 0 | 0 | 0
| 13 | -3.3307e-16 | 0 | 2.5977 | 0.70919 | 1.401 | 0 | 0 | 0.27375 | 2.1622 | 0 | 0 | 0 | 0
| 14 | -3.3307e-16 | 0 | 0.43451 | 0.5073 | 3.5864 | 0 | 0 | 0.066424 | 0 | 0.0063687 | 0 | 0 | 0
| 15 | -6.6613e-16 | 0 | 0.84371 | 1.4648 | 4.1693 | 0 | 0 | 0.057456 | 0 | 0.56361 | 0 | 0 | 0
| 16 | -6.6613e-16 | 0 | 0 | 0.85097 | 4.6163 | 0 | 0 | 0 | 0 | 0.85097 | 0 | 0 | 0
| 17 | -1.3323e-15 | 0 | 0 | 1.9906 | 5.9594 | 0 | 0 | 0 | 0 | 1.9906 | 0 | 0 | 0
| 18 | 0.50676 | 0 | 0 | 1.2425 | 0 | 0 | 6.0547 | 0 | 4.0429 | 0 | 0 | 0.76923 | 0
| 19 | 1.7802 | 0 | 0 | 0 | 0 | 0 | 4.7353 | 0 | 3.966 | 0 | 0 | 0.76923 | 0
| 20 | 2.123 | 0 | 0 | 0 | 0 | 0 | 4.7387 | 0 | 3.9695 | 0 | 0 | 0.76923 | 0
| 21 | -6.6613e-16 | 0 | 0 | 1.3967 | 5.4749 | 0 | 0 | 0 | 0 | 1.3967 | 0.76923 | 0 | 0
| 22 | -6.6613e-16 | 0 | 0 | 1.4807 | 5.5491 | 0 | 0 | 0 | 0 | 1.4807 | 0.76923 | 0 | 0
| 23 | -2.6645e-15 | 0 | 0 | 3.8814 | 7.9846 | 0 | 0 | 0 | 0 | 3.8814 | 0.76923 | 0 | 0
| 24 | -1.3323e-15 | 0 | 0 | 2.1913 | 5.7855 | 0 | 0 | 0 | 0 | 2.1913 | 0.76923 | 0 | 0
| 25 | -1.3323e-15 | 0 | 0 | 2.5364 | 6.2963 | 0 | 0 | 0 | 0 | 2.5364 | 0.76923 | 0 | 0
| 26 | -3.3307e-16 | 0 | 0 | 0.68366 | 4.5634 | 0 | 0 | 0 | 0 | 0.68366 | 0.76923 | 0 | 0
| 27 | -3.3307e-16 | 0 | 0 | 0.63665 | 4.5656 | 0 | 0 | 0 | 0 | 0.63665 | 0.76923 | 0 | 0
| 28 | -3.3307e-16 | 0 | 0 | 0.55057 | 4.5079 | 0 | 0 | 0 | 0 | 0.55057 | 0.76923 | 0 | 0
| 29 | -3.3307e-16 | 0 | 0 | 0.62327 | 4.5909 | 0 | 0 | 0 | 0 | 0.62327 | 10.7692 | 0 | 0
| 30 | -6.6613e-16 | 0 | 0 | 0.8864 | 4.7059 | 0 | 0 | 0 | 0 | 0.8864 | 0.76923 | 0 | 0
| 31 | 0.7035 | 0 | 0.009747 | 0 | 0 | 0 | 4.3644 | 0.0028272 | 3.6078 | 0 | 0 | 0.76923 | 0
| 32 | 0.9969 | 0 | 0.79566 | 0 | 0 | 0 | 1.4751 | 0.25734 | 2.5281 | 0 | 0 | 0 | 0
| 33 | -6.6613e-16 | 0 | 4.5209 | 1.0899 | 0 | 0 | 0 | 0.1136 | 3.5446 | 0 | 0 | 0 | 0
| 34 | 0.91444 | 0 | 2.2401 | 0 | 0 | 0 | 0 | 0.29886 | 2.539 | 0 | 0 | 0 | 0
| 35 | 0.82854 | 0 | 2.0582 | 0 | 0 | 0 | 0.079055 | 0.29573 | 2.4329 | 0 | 0 | 0 | 0
| 36 | 0.73597 | 0 | 2.9409 | 0.14431 | 0 | 0 | 0 | 0.33549 | 3.132 | 0 | 0 | 0 | 0
| 37 | -3.3307e-16 | 0 | 6.3058 | 0.52163 | 0 | 0 | 0 | 0.29284 | 3.5527 | 0 | 0 | 0 | 0
| 38 | -3.3307e-16 | 0 | 0.40954 | 0.56768 | 3.2012 | 0 | 0 | 0.062533 | 0 | 0.095604 | 0 | 0 | 0
| 39 | 0.87368 | 0 | 0.070452 | 0.080454 | 3.1127 | 0 | 0 | 0.010002 | 0 | 0 | 0 | 0 | 0
| 40 | -1.3323e-15 | 0 | 0 | 1.5215 | 4.6681 | 0 | 0 | 0 | 0 | 1.5215 | 0 | 0 | 0
| 41 | 0.83324 | 0 | 0 | 0 | 0 | 0 | 3.1415 | 0 | 3.1415 | 0 | 0 | 0 | 0
| 42 | 1.4346 | 0 | 0 | 0 | 0 | 0 | 3.9153 | 0 | 3.1461 | 0 | 0 | 0.76923 | 0
| 43 | 1.8976 | 0 | 0 | 0 | 0 | 0 | 3.9153 | 0 | 3.1461 | 0 | 0 | 0.76923 | 0
| 44 | 1.0452 | 0 | 0 | 0 | 3.1503 | 0 | 0 | 0 | 0 | 0 | 0.76923 | 0 | 0
| 45 | -6.6613e-16 | 0 | 0 | 1.1911 | 4.3695 | 0 | 0 | 0 | 0 | 1.1911 | 0.76923 | 0 | 0
| 46 | -6.6613e-16 | 0 | 0 | 0.9809 | 4.1403 | 0 | 0 | 0 | 0 | 0.9809 | 0.76923 | 0 | 0
| 47 | -6.6613e-16 | 0 | 0 | 0.97101 | 4.1294 | 0 | 0 | 0 | 0 | 0.97101 | 0.76923 | 0 | 0
| 48 | -6.6613e-16 | 0 | 0 | 0.76925 | 3.8125 | 0 | 0 | 0 | 0 | 0.76925 | 0.76923 | 0 | 0
| 49 | -3.3307e-16 | 0 | 0 | 0.52409 | 3.734 | 0 | 0 | 0 | 0 | 0.52409 | 0.76923 | 0 | 0
| 50 | -3.3307e-16 | 0 | 0 | 0.5368 | 3.8913 | 0 | 0 | 0 | 0 | 0.5368 | 0.76923 | 0 | 0
| 51 | -3.3307e-16 | 0 | 0 | 0.55024 | 3.8864 | 0 | 0 | 0 | 0 | 0.55024 | 0.76923 | 0 | 0
| 52 | -3.3307e-16 | 0 | 0 | 0.57263 | 4.7924 | 0 | 0 | 0 | 0 | 1.4628 | 0.76923 | 0 | 0
| 53 | -3.3307e-16 | 0 | 0 | 0.64745 | 23.2182 | 0 | 0 | 0 | 0 | 19.6709 | 10.7692 | 0 | 0
| 54 | -6.6613e-16 | 0 | 0 | 0.7756 | 3.9181 | 0 | 0 | 0 | 0 | 0.7756 | 0.76923 | 0 | 0
| 55 | -6.6613e-16 | 0 | 0 | 0.86983 | 3.9015 | 0 | 0 | 0 | 0 | 0.86983 | 0.76923 | 0 | 0
| 56 | -3.3307e-16 | 0 | 0.1669 | 0.71318 | 0 | 0 | 3.4339 | 0.02967 | 2.9173 | 0 | 0 | 0 | 0
| 57 | -3.3307e-16 | 0 | 1.7237 | 0.58065 | 0 | 0 | 0.87331 | 0.26402 | 2.2804 | 0 | 0 | 0 | 0
| 58 | -3.3307e-16 | 0 | 2.6555 | 0.56309 | 0 | 0 | 0 | 0.32148 | 2.4138 | 0 | 0 | 0 | 0
| 59 | -3.3307e-16 | 0 | 2.0708 | 0.55492 | 1.5203 | 0 | 0 | 0.29801 | 1.8139 | 0 | 0 | 0 | 0
| 60 | -3.3307e-16 | 0 | 1.9571 | 0.64636 | 1.9718 | 0 | 0 | 0.28093 | 1.5917 | 0 | 0 | 0 | 0
| 61 | -3.3307e-16 | 0 | 0.78472 | 0.74285 | 3.0477 | 0 | 0 | 0.12133 | 0.1632 | 0 | 0 | 0 | 0
| 62 | -6.6613e-16 | 0 | 0.39621 | 0.96063 | 3.7668 | 0 | 0 | 0.060435 | 0 | 0.50399 | 0 | 0 | 0
| 63 | -3.3307e-16 | 0 | 0.097128 | 0.64375 | 3.6072 | 0 | 0 | 0.014075 | 0 | 0.53255 | 0 | 0 | 0
| 64 | -6.6613e-16 | 0 | 0 | 0.85152 | 3.9384 | 0 | 0 | 0 | 0 | 0.85152 | 0 | 0 | 0
| 65 | -1.3323e-15 | 0 | 0 | 1.945 | 0 | 0 | 4.9868 | 0 | 3.0418 | 0 | 0 | 0 | 0
| 66 | -6.6613e-16 | 0 | 0 | 1.1311 | 0 | 0 | 4.8973 | 0 | 2.997 | 0 | 0 | 0.76923 | 0
| 67 | 1.0701 | 0 | 0 | 0 | 0 | 0 | 3.7741 | 0 | 3.0049 | 0 | 0 | 0.76923 | 0
| 68 | -1.3323e-15 | 0 | 0 | 2.0164 | 5.051 | 0 | 0 | 0 | 0 | 2.0164 | 0.76923 | 0 | 0
| 69 | -6.6613e-16 | 0 | 0 | 1.0705 | 4.106 | 0 | 0 | 0 | 0 | 1.0705 | 0.76923 | 0 | 0
| 70 | -6.6613e-16 | 0 | 0 | 1.0621 | 4.1007 | 0 | 0 | 0 | 0 | 1.0621 | 0.76923 | 0 | 0
| 71 | -3.3307e-16 | 0 | 0 | 0.53317 | 3.5602 | 0 | 0 | 0 | 0 | 0.53317 | 0.76923 | 0 | 0
| 72 | -3.3307e-16 | 0 | 0 | 0.58961 | 3.6906 | 0 | 0 | 0 | 0 | 0.58961 | 0.76923 | 0 | 0
| 73 | -3.3307e-16 | 0 | 0 | 0.4931 | 3.8476 | 0 | 0 | 0 | 0 | 0.4931 | 0.76923 | 0 | 0
| 74 | -3.3307e-16 | 0 | 0 | 0.48739 | 16.9052 | 0 | 0 | 0 | 0 | 13.1951 | 0.76923 | 0 | 0
| 75 | -3.3307e-16 | 0 | 0 | 0.53637 | 23.3432 | 0 | 0 | 0 | 0 | 19.5598 | 10.7692 | 0 | 0
| 76 | -3.3307e-16 | 0 | 0 | 0.48206 | 6.3686 | 0 | 0 | 0 | 0 | 2.7252 | 0.76923 | 0 | 0
| 77 | -3.3307e-16 | 0 | 0 | 0.45671 | 4.1546 | 0 | 0 | 0 | 0 | 0.52448 | 0.76923 | 0 | 0
| 78 | -6.6613e-16 | 0 | 0 | 0.7958 | 4.1258 | 0 | 0 | 0 | 0 | 0.7958 | 0.76923 | 0 | 0
| 79 | 0.72746 | 0 | 0.028044 | 0 | 3.1666 | 0 | 0 | 0.006688 | 0.034732 | 0 | 0.76923 | 0 | 0
| 80 | 1.4363 | 0 | 0.87672 | 0 | 1.7824 | 0 | 0 | 0.16763 | 1.0443 | 0 | 0 | 0 | 0
| 81 | 2.2484 | 0 | 0.53164 | 0 | 0 | 0 | 2.3532 | 0.094514 | 2.9793 | 0 | 0 | 0 | 0
| 82 | 2.0959 | 0 | 0.81652 | 0 | 0 | 0 | 1.875 | 0.12631 | 2.8178 | 0 | 0 | 0 | 0
| 83 | 0.82036 | 0 | 3.8761 | 0.81714 | 0 | 0 | 0 | 0.38094 | 3.4399 | 0 | 0 | 0 | 0
| 84 | 1.0143 | 0 | 2.5819 | 0 | 0 | 0 | 0 | 0.32729 | 2.9092 | 0 | 0 | 0 | 0
| 85 | 0.44699 | 0 | 0.63886 | 0 | 0 | 0 | 1.8769 | 0.098405 | 2.6142 | 0 | 0 | 0 | 0
| 86 | 0.62177 | 0 | 1.1077 | 0 | 0 | 0 | 1.2849 | 0.15194 | 2.5446 | 0 | 0 | 0 | 0
| 87 | 1.6882 | 0 | 0.43947 | 0 | 0 | 0 | 2.3115 | 0.051832 | 2.8028 | 0 | 0 | 0 | 0
| 88 | 0.76257 | 0 | 0 | 0 | 0 | 0 | 3.0102 | 0 | 3.0102 | 0 | 0 | 0 | 0
| 89 | 1.3427 | 0 | 0 | 0 | 0 | 0 | 3.0792 | 0 | 3.0792 | 0 | 0 | 0 | 0
| 90 | 1.0924 | 0 | 0 | 0 | 0 | 0 | 3.0783 | 0 | 3.0783 | 0 | 0 | 0 | 0
| 91 | 0.79505 | 0 | 0 | 0 | 0 | 0 | 3.0929 | 0 | 3.0929 | 0 | 0 | 0 | 0
| 92 | 4.835 | 0 | 0 | 0 | 0 | 0 | 3.0911 | 0 | 3.0911 | 0 | 0 | 0 | 0
| 93 | 2.733 | 0 | 0 | 0 | 0 | 0 | 3.092 | 0 | 3.092 | 0 | 0 | 0 | 0
| 94 | 1.447 | 0 | 0 | 0 | 0.61953 | 0 | 2.358 | 0 | 2.358 | 0 | 0 | 0 | 0
| 95 | 1.9369 | 0 | 0 | 0 | 2.9987 | 0 | 0 | 0 | 0 | 0 | 0 | 0 | 0
| 96 | -3.3307e-16 | 0 | 0 | 0.5063 | 3.5043 | 0 | 0 | 0 | 0 | 0.5063 | 0 | 0 | 0
| 97 | -3.3307e-16 | 0 | 0 | 0.61554 | 3.8312 | 0 | 0 | 0 | 0 | 0.61554 | 0 | 0 | 0
| 98 | -3.3307e-16 | 0 | 0 | 0.52101 | 3.8577 | 0 | 0 | 0 | 0 | 0.52101 | 0 | 0 | 0
| 99 | -3.3307e-16 | 0 | 0 | 0.57371 | 3.8921 | 0 | 0 | 0 | 0 | 0.57371 | 0 | 0 | 0
| 100 | -3.3307e-16 | 0 | 0 | 0.69285 | 11.3623 | 0 | 0 | 0 | 0 | 7.9558 | 0 | 0 | 0
| 101 | -3.3307e-16 | 0 | 0 | 0.71233 | 23.4272 | 0 | 0 | 0 | 0 | 19.7358 | 10 | 0 | 0
| 102 | -3.3307e-16 | 0 | 0 | 0.59035 | 3.5844 | 0 | 0 | 0 | 0 | 0.59035 | 0 | 0 | 0
| 103 | -6.6613e-16 | 0 | 0.009405 | 0.96346 | 3.5725 | 0 | 0 | 0.002736 | 0 | 0.95132 | 0 | 0 | 0
| 104 | 0.43168 | 0 | 0.55199 | 0.65012 | 2.4499 | 0 | 0 | 0.098131 | 0 | 0 | 0 | 0 | 0
| 105 | -3.3307e-16 | 0 | 1.0547 | 0.62078 | 1.5144 | 0 | 0 | 0.18465 | 0.61859 | 0 | 0 | 0 | 0
| 106 | -3.3307e-16 | 0 | 1.474 | 0.60278 | 0.78226 | 0 | 0 | 0.22605 | 1.0973 | 0 | 0 | 0 | 0
| 107 | -3.3307e-16 | 0 | 2.7639 | 0.58657 | 0 | 0 | 0 | 0.34945 | 2.5268 | 0 | 0 | 0 | 0
| 108 | -6.6613e-16 | 0 | 2.5635 | 1.2111 | 0 | 0 | 0 | 0.32586 | 1.6782 | 0 | 0 | 0 | 0
| 109 | -6.6613e-16 | 0 | 3.2495 | 0.8306 | 0.66559 | 0 | 0 | 0.30215 | 2.7211 | 0 | 0 | 0 | 0
| 110 | -6.6613e-16 | 0 | 0.58294 | 0.89308 | 3.666 | 0 | 0 | 0.08965 | 0 | 0.22049 | 0 | 0 | 0
| 111 | -6.6613e-16 | 0 | 0.85312 | 0.94428 | 3.4223 | 0 | 0 | 0.067427 | 0 | 0.023733 | 0 | 0 | 0
| 112 | -6.6613e-16 | 0 | 0 | 1.4664 | 3.7504 | 0 | 0 | 0 | 0 | 1.4664 | 0 | 0 | 0
| 113 | 2.4603 | 0 | 0 | 0 | 2.3089 | 0 | 0 | 0 | 0 | 0 | 0 | 0 | 0
| 114 | 0.93522 | 0 | 0 | 0 | 2.4136 | 0 | 0 | 0 | 0 | 0 | 0 | 0 | 0
| 115 | 1.1428 | 0 | 0 | 0 | 2.2607 | 0 | 0 | 0 | 0 | 0 | 0 | 0 | 0
| 116 | 1.0942 | 0 | 0 | 0 | 2.6672 | 0 | 0 | 0 | 0 | 0 | 0 | 0 | 0
| 117 | 1.5329 | 0 | 0 | 0 | 2.6876 | 0 | 0 | 0 | 0 | 0 | 0 | 0 | 0
| 118 | 1.266 | 0 | 0 | 0 | 2.7005 | 0 | 0 | 0 | 0 | 0 | 0 | 0 | 0
| 119 | -6.6613e-16 | 0 | 0 | 1.0303 | 4.0134 | 0 | 0 | 0 | 0 | 1.0303 | 0 | 0 | 0
| 120 | -6.6613e-16 | 0 | 0 | 0.75867 | 4.1289 | 0 | 0 | 0 | 0 | 0.75867 | 10 | 0 | 0
| 121 | -3.3307e-16 | 0 | 0 | 0.72646 | 4.2641 | 0 | 0 | 0 | 0 | 0.72646 | 0 | 0 | 0
| 122 | -3.3307e-16 | 0 | 0 | 0.72867 | 4.2751 | 0 | 0 | 0 | 0 | 0.72867 | 0 | 0 | 0
| 123 | -6.6613e-16 | 0 | 0 | 0.80699 | 4.3349 | 0 | 0 | 0 | 0 | 0.80699 | 0 | 0 | 0
| 124 | -6.6613e-16 | 0 | 0 | 0.92737 | 4.4339 | 0 | 0 | 0 | 0 | 0.92737 | 0 | 0 | 0
| 125 | -6.6613e-16 | 0 | 0 | 0.84744 | 4.1963 | 0 | 0 | 0 | 0 | 0.84744 | 0 | 0 | 0
| 126 | 0.83706 | 0 | 0 | 0 | 3.2115 | 0 | 0 | 0 | 0 | 0 | 0 | 0 | 0
| 127 | 0.82355 | 0 | 0.064296 | 0 | 3.1498 | 0 | 0 | 0.020368 | 0.084664 | 0 | 0 | 0 | 0
| 128 | 0.80197 | 0 | 0.96256 | 0 | 0 | 0 | 1.6521 | 0.18954 | 2.8042 | 0 | 0 | 0 | 0
| 129 | 0.78351 | 0 | 1.8897 | 0 | 0 | 0 | 0.47972 | 0.28701 | 2.6565 | 0 | 0 | 0 | 0
| 130 | 0.74951 | 0 | 2.1387 | 0 | 0 | 0 | 0 | 0.29828 | 2.437 | 0 | 0 | 0 | 0
| 131 | 0.83657 | 0 | 2.2731 | 0 | 0 | 0 | 0 | 0.32078 | 2.5939 | 0 | 0 | 0 | 0
| 132 | -6.6613e-16 | 0 | 9.433 | 1.314 | 0 | 0 | 0 | 0.28482 | 3.8926 | 0 | 0 | 0 | 0
| 133 | 0.71775 | 0 | 1.3675 | 0 | 1.5863 | 0 | 0 | 0.20596 | 1.5734 | 0 | 0 | 0 | 0
| 134 | 0.60351 | 0 | 0.66057 | 0 | 2.397 | 0 | 0 | 0.10184 | 0.76241 | 0 | 0 | 0 | 0
| 135 | -3.3307e-16 | 0 | 6.984 | 0.57772 | 0 | 0 | 0 | 0.064266 | 3.473 | 0 | 0 | 0 | 0
| 136 | 0.82418 | 0 | 0 | 0 | 0.31903 | 0 | 2.8707 | 0 | 2.8707 | 0 | 0 | 0 | 0
| 137 | 1.3737 | 0 | 0 | 0 | 0 | 0 | 3.2375 | 0 | 3.2375 | 0 | 0 | 0 | 0
| 138 | 1.2373 | 0 | 0 | 0 | 0 | 0 | 13.6737 | 0 | 3.6737 | 0 | -5.3291e-15 | 10 | 0
| 139 | 1.197 | 0 | 0 | 0 | 0 | 0 | 3.6869 | 0 | 3.6869 | 0 | 0 | 0 | 0
| 140 | 3.4641 | 0 | 0 | 0 | 0 | 0 | 3.7734 | 0 | 3.7734 | 0 | 0 | 0 | 0
| 141 | 2.2207 | 0 | 0 | 0 | 3.8847 | 0 | 0 | 0 | 0 | 0 | 0 | 0 | 0
| 142 | 1.4343 | 0 | 0 | 0 | 3.9532 | 0 | 0 | 0 | 0 | 0 | 0 | 0 | 0
| 143 | 1.1959 | 0 | 0 | 0 | 4.1522 | 0 | 0 | 0 | 0 | 0 | 0 | 0 | 0
| 144 | -6.6613e-16 | 0 | 0 | 0.82247 | 5.174 | 0 | 0 | 0 | 0 | 0.82247 | 0 | 0 | 0
| 145 | -6.6613e-16 | 0 | 0 | 0.81354 | 5.3658 | 0 | 0 | 0 | 0 | 0.81354 | 0 | 0 | 0
| 146 | -6.6613e-16 | 0 | 0 | 0.76935 | 5.3031 | 0 | 0 | 0 | 0 | 0.76935 | 0 | 0 | 0
| 147 | -3.3307e-16 | 0 | 0 | 0.63301 | 5.0475 | 0 | 0 | 0 | 0 | 0.63301 | 0 | 0 | 0
| 148 | -3.3307e-16 | 0 | 0 | 0.70016 | 5.2193 | 0 | 0 | 0 | 0 | 0.70016 | 0 | 0 | 0
| 149 | -3.3307e-16 | 0 | 0 | 0.69438 | 5.2766 | 0 | 0 | 0 | 0 | 0.69438 | 0 | 0 | 0
| 150 | -6.6613e-16 | 0 | 0 | 0.82032 | 5.3706 | 0 | 0 | 0 | 0 | 0.82032 | 0 | 0 | 0
| 151 | -6.6613e-16 | 0 | 0.08208 | 0.78177 | 4.9691 | 0 | 0 | 0.25785 | 0 | 0.44184 | 0 | 0 | 0
| 152 | -6.6613e-16 | 0 | 0.89176 | 1.2577 | 4.3063 | 0 | 0 | 0.33492 | 0 | 0.031021 | 0 | 0 | 0
| 153 | -6.6613e-16 | 0 | 4.4908 | 0.79977 | 0.13975 | 0 | 0 | 0.18906 | 3.8801 | 0 | 0 | 0 | 0
| 154 | -6.6613e-16 | 0 | 8.161 | 1.0796 | 0 | 0 | 0 | 0.12029 | 3.8869 | 0 | 0 | 0 | 0
| 155 | -6.6613e-16 | 0 | 3.8867 | 0.94828 | 0 | 0 | 0 | 0.399 | 3.3374 | 0 | 0 | 0 | 0
| 156 | -6.6613e-16 | 0 | 1.014 | 0.94204 | 3.0168 | 0 | 0 | 0.15747 | 0.22946 | 0 | 0 | 0 | 0
| 157 | -6.6613e-16 | 0 | 0.62552 | 1.0183 | 3.5541 | 0 | 0 | 0.096338 | 0 | 0.29647 | 0 | 0 | 0
| 158 | -3.3307e-16 | 0 | 0.98667 | 0.53987 | 2.7544 | 0 | 0 | 0.14376 | 0.59057 | 0 | 0 | 0 | 0
| 159 | -3.3307e-16 | 0 | 1.0361 | 0.58009 | 2.8432 | 0 | 0 | 0.081472 | 0.53747 | 0 | 0 | 0 | 0
| 160 | -3.3307e-16 | 0 | 0 | 0.69198 | 4.2484 | 0 | 0 | 0 | 0 | 0.69198 | 0 | 0 | 0
| 161 | 0.93883 | 0 | 0 | 0 | 3.7826 | 0 | 0 | 0 | 0 | 0 | 0 | 0 | 0
| 162 | 1.7708 | 0 | 0 | 0 | 4.038 | 0 | 0 | 0 | 0 | 0 | 0 | 0 | 0
| 163 | 1.1103 | 0 | 0 | 0 | 1.0725 | 0 | 3.0003 | 0 | 3.0003 | 0 | 0 | 0 | 0
| 164 | 0.8421 | 0 | 0 | 0 | 4.0693 | 0 | 0 | 0 | 0 | 0 | 0 | 0 | 0
| 165 | 1.0104 | 0 | 0 | 0 | 4.0449 | 0 | 0 | 0 | 0 | 0 | 0 | 0 | 0
| 166 | 0.83187 | 0 | 0 | 0 | 4.0763 | 0 | 0 | 0 | 0 | 0 | 0 | 0 | 0
| 167 | 0.75325 | 0 | 0 | 0 | 4.2495 | 0 | 0 | 0 | 0 | 0 | 0 | 0 | 0

## ts_el_sinks
|  | FlexElDemand: emob_flex | ElDemand: emob_fix | Heatpump: hp1 | ElectricLine: el_pv-el_imp | ElExport: el_pv | ElectricLine: el_imp-el_pv | ElStorage: batt1 | Heatpump: ac1 | ElectricLine: el_emob-el_pv | DirectElHeater: deh1 | ElectricLine: el_pv-el_hp | ElectricLine: el_hp-el_pv | ElectricLine: el_pv-el_emob | ElDemand: el_hh
summer | 0 | 0 | 0 | 0.89637 | 0.51172 | 0 | 0 | 0 | 0 | 0 | 0 | 0 | 0.51689 | 0 | 0.51172
| 1 | 0 | 0 | 0.41772 | 0.42677 | 0 | 0 | 0 | 0 | 0 | 0 | 0 | 0.43108 | 0 | 0.42677
| 2 | 0 | 0 | 0.70703 | 0.38187 | 0 | 0 | 0 | 0 | 0 | 0 | 0 | 0.38573 | 0 | 0.38187
| 3 | 0 | 0 | 0.57368 | 0.36122 | 0 | 0 | 0 | 0 | 0 | 0 | 0 | 0.36487 | 0 | 0.36122
| 4 | 0 | 0 | 0.79218 | 0.38887 | 0 | 0 | 0 | 0 | 0 | 0 | 0 | 0.39279 | 0 | 0.38887
| 5 | 0 | 0 | 0.67823 | 0.57657 | 0 | 0 | 0 | 0 | 0 | 0 | 0.67823 | 0 | 0 | 0.57657
| 6 | 0 | 0 | 1.671 | 0.49901 | 0.29731 | 0 | 0 | 0 | 0 | 0 | 1.671 | 0 | 0 | 0.49901
| 7 | 0 | 0 | 0 | 0.449 | 2.7604 | 0 | 0 | 0 | 0 | 0 | 0 | 0 | 0 | 0.449
| 8 | 0 | 0 | 0.1857 | 0.5944 | 2.0098 | 0 | 0 | 0 | 0 | 0 | 0.1857 | 0 | 0 | 0.5944
| 9 | 0 | 0 | 0 | 0.83751 | 2.0699 | 0 | 0 | 0 | 0 | 0 | 0 | 0 | 0 | 0.83751
| 10 | 0 | 0 | 0 | 0.69592 | 6.355 | 0 | 0 | 0 | 0 | 0 | 0 | 0 | 0 | 0.69592
| 11 | 0 | 0 | 0.38021 | 0.57689 | 1.9005 | 0 | 6.3879 | 0 | 0 | 0 | 0.38021 | 0 | 0 | 0.57689
| 12 | 0 | 0 | 0.46565 | 0.62008 | 0 | 0 | 9.2956 | 0 | 0 | 0 | 0.46565 | 0 | 0 | 0.62008
| 13 | 0 | 0 | 4.8773 | 0.66122 | 0 | 0 | 0.82149 | 0 | 0 | 0 | 4.8773 | 0 | 0 | 0.66122
| 14 | 0 | 0 | 0.0092388 | 0.40177 | 0 | 0 | 4.9261 | 0 | 0 | 0 | 0.0092388 | 0 | 0 | 0.40177
| 15 | 0 | 0 | 0.0092758 | 0.36998 | 0 | 0 | 4.0313 | 0 | 0 | 0 | 0.0092758 | 0 | 0 | 0.36998
| 16 | 0 | 0 | 0.23455 | 0.40564 | 0 | 0 | 0.62614 | 0 | 0 | 0 | 0.23455 | 0 | 0 | 0.40564
| 17 | 0 | 0 | 0.29542 | 0.82419 | 0 | 0 | 0.92385 | 0 | 0 | 0 | 0.29542 | 0 | 0 | 0.82419
| 18 | 6.8878 | 0.76923 | 0.54486 | 0.85024 | 0 | 0 | 0 | 0 | 0 | 0 | 0.54486 | 0 | 7.6571 | 0.85024
| 19 | 0 | 0.76923 | 0.0007663 | 1.6994 | 0 | 0 | 0 | 0 | 0 | 0 | 0.0007663 | 0 | 0.76923 | 1.6994
| 20 | 0 | 0.76923 | 0 | 1.1255 | 0 | 0 | 0 | 0 | 0 | 0 | 0 | 0 | 0.76923 | 1.1255
| 21 | 0 | 0.76923 | 0.44895 | 0.77492 | 0 | 0 | 0 | 0 | 0 | 0 | 0.44895 | 0 | 0.76923 | 0.77492
| 22 | 0 | 0.76923 | 0 | 0.64691 | 0 | 0 | 0 | 0 | 0 | 0 | 0 | 0 | 0.76923 | 0.64691
| 23 | 0 | 0.76923 | 0 | 0.6208 | 0 | 0 | 0 | 0 | 0 | 0 | 0 | 0 | 0.76923 | 0.6208
| 24 | 0 | 0.76923 | 0 | 0.34567 | 0 | 0 | 0 | 0 | 0 | 0 | 0 | 0 | 0.76923 | 0.34567
| 25 | 0 | 0.76923 | 0 | 0.38797 | 0 | 0 | 0 | 0 | 0 | 0 | 0 | 0 | 0.76923 | 0.38797
| 26 | 0 | 0.76923 | 0 | 0.39963 | 0 | 0 | 0 | 0 | 0 | 0 | 0 | 0 | 0.76923 | 0.39963
| 27 | 0 | 0.76923 | 0 | 0.38488 | 0 | 0 | 0 | 0 | 0 | 0 | 0 | 0 | 0.76923 | 0.38488
| 28 | 0 | 0.76923 | 0 | 0.47143 | 0 | 0 | 0 | 0 | 0 | 0 | 0 | 0 | 0.76923 | 0.47143
| 29 | 0 | 0.76923 | 0 | 0.40824 | 0 | 0 | 0 | 0 | 0 | 0 | 0 | 0 | 0.76923 | 0.40824
| 30 | 1.2127 | 0.76923 | 0 | 0.36015 | 0 | 0 | 0 | 0 | 0 | 0 | 0 | 0 | 1.9819 | 0.36015
| 31 | 1.8995 | 0.76923 | 0 | 0.37786 | 0 | 0 | 0 | 0 | 0 | 0 | 0 | 0 | 2.6687 | 0.37786
| 32 | 0 | 0 | 0 | 0.37661 | 4.1761 | 0 | 0 | 0 | 0 | 0 | 0 | 0 | 0 | 0.37661
| 33 | 0 | 0 | 0 | 0.36893 | 7.7039 | 0 | 0 | 0 | 0 | 0 | 0 | 0 | 0 | 0.36893
| 34 | 0 | 0 | 0.16184 | 0.55616 | 7.7099 | 0 | 0 | 0 | 0 | 0 | 0.16184 | 0 | 0 | 0.55616
| 35 | 0 | 0 | 1.3376 | 0.79729 | 0 | 0 | 0 | 0 | 0 | 0 | 1.3376 | 0 | 0 | 0.79729
| 36 | 0 | 0 | 4.9982 | 0.91722 | 0 | 0 | 0 | 0 | 0 | 0.14466 | 5.1428 | 0 | 0 | 0.91722
| 37 | 0 | 0 | 1.6488 | 0.89408 | 0 | 0 | 8.8213 | 0 | 0 | 0.10224 | 1.7511 | 0 | 0 | 0.89408
| 38 | 0 | 0 | 0.033808 | 0.44972 | 0 | 0 | 12.8565 | 0 | 0 | 0 | 0.033808 | 0 | 0 | 0.44972
| 39 | 0 | 0 | 0.033841 | 0.66255 | 0 | 0 | 9.1958 | 0 | 0 | 0 | 0.033841 | 0 | 0 | 0.66255
| 40 | 0 | 0 | 0.21145 | 0.97156 | 0 | 0 | 3.1346 | 0 | 0 | 0 | 0.21145 | 0 | 0 | 0.97156
| 41 | 0 | 0 | 0.19596 | 0.40193 | 1.9508 | 0 | 0.067771 | 0 | 0 | 0 | 0.19596 | 0 | 0 | 0.40193
| 42 | 0 | 0.76923 | 0 | 0.61105 | 0 | 0 | 0 | 0 | 0 | 0 | 0 | 0 | 0.76923 | 0.61105
| 43 | 0 | 0.76923 | 0 | 0.94767 | 0 | 0 | 0 | 0 | 0 | 0 | 0 | 0 | 0.76923 | 0.94767
| 44 | 0 | 0.76923 | 0 | 1.4982 | 0 | 0 | 0 | 0 | 0 | 0 | 0 | 0 | 0.76923 | 1.4982
| 45 | 0 | 0.76923 | 0 | 1.6279 | 0 | 0 | 0 | 0 | 0 | 0 | 0 | 0 | 0.76923 | 1.6279
| 46 | 0 | 0.76923 | 0 | 1.3041 | 0 | 0 | 0 | 0 | 0 | 0 | 0 | 0 | 0.76923 | 1.3041
| 47 | 0 | 0.76923 | 0 | 0.75654 | 0 | 0 | 0 | 0 | 0 | 0 | 0 | 0 | 0.76923 | 0.75654
| 48 | 0 | 0.76923 | 0 | 0.55835 | 0 | 0 | 0 | 0 | 0 | 0 | 0 | 0 | 0.76923 | 0.55835
| 49 | 0 | 0.76923 | 0 | 0.39393 | 0 | 0 | 0 | 0 | 0 | 0 | 0 | 0 | 0.40173 | 0.39393
| 50 | 0 | 0.76923 | 0 | 0.34949 | 0 | 0 | 0 | 0 | 0 | 0 | 0 | 0 | 0 | 0.34949
| 51 | 0 | 0.76923 | 0 | 0.35861 | 0 | 0 | 0 | 0 | 0 | 0 | 0 | 0 | 0 | 0.35861
| 52 | 10 | 0.76923 | 0 | 0.38995 | 0 | 0 | 0 | 0 | 0 | 0 | 0 | 0.39389 | 0 | 0.38995
| 53 | 0 | 0.76923 | 0 | 0.48906 | 0 | 0 | 0 | 0 | 0 | 0 | 0 | 0 | 0.76923 | 0.48906
| 54 | 0 | 0.76923 | 0 | 0.47306 | 0 | 0 | 0 | 0 | 0 | 0 | 0 | 0 | 0.76923 | 0.47306
| 55 | 0 | 0.76923 | 0 | 1.054 | 0 | 0 | 0 | 0 | 0 | 0 | 0 | 0 | 0.76923 | 1.054
| 56 | 0 | 0 | 0.091569 | 0.39112 | 0 | 0 | 0.77404 | 0 | 0 | 0 | 0.091569 | 0 | 0 | 0.39112
| 57 | 0 | 0 | 0 | 0.39417 | 0 | 0 | 2.2704 | 0 | 0 | 0 | 0 | 0 | 0 | 0.39417
| 58 | 0 | 0 | 0 | 1.533 | 0 | 0 | 0.16041 | 0 | 0 | 0 | 0 | 0 | 0 | 1.533
| 59 | 0 | 0 | 0 | 1.5411 | 0 | 0 | 4.957 | 0 | 0 | 0 | 0 | 0 | 0 | 1.5411
| 60 | 0 | 0 | 0.61009 | 1.1028 | 0 | 0 | 3.6652 | 0 | 0 | 0 | 0.61009 | 0 | 0 | 1.1028
| 61 | 0 | 0 | 3.8208 | 0.72665 | 0 | 0 | 1.5945 | 0 | 0 | 0 | 3.8208 | 0 | 0 | 0.72665
| 62 | 0 | 0 | 0 | 0.39492 | 0 | 0 | 0.89525 | 0 | 0 | 0 | 0 | 0 | 0 | 0.39492
| 63 | 0 | 0 | 0.001137 | 0.9496 | 0 | 0 | 0.19863 | 0 | 0 | 0 | 0.001137 | 0 | 0 | 0.9496
| 64 | 0 | 0 | 0.00057618 | 0.77894 | 0 | 0 | 0.054791 | 0 | 0 | 0 | 0.00057618 | 0 | 0 | 0.77894
| 65 | 0 | 0 | 0 | 0.57281 | 0 | 0 | 0 | 0 | 0 | 0 | 0 | 0 | 0 | 0.57281
| 66 | 7.7331 | 0.76923 | 0 | 1.0011 | 0 | 0 | 0 | 0 | 0 | 0 | 0 | 0 | 8.5023 | 1.0011
| 67 | 0 | 0.76923 | 0 | 1.8784 | 0 | 0 | 0 | 0 | 0 | 0 | 0 | 0 | 0.76923 | 1.8784
| 68 | 0 | 0.76923 | 0 | 1.5275 | 0 | 0 | 0 | 0 | 0 | 0 | 0 | 0 | 0.76923 | 1.5275
| 69 | 0 | 0.76923 | 0 | 1.4008 | 0 | 0 | 0 | 0 | 0 | 0 | 0 | 0 | 0.76923 | 1.4008
| 70 | 0 | 0.76923 | 0 | 1.1136 | 0 | 0 | 0 | 0 | 0 | 0 | 0 | 0 | 0.76923 | 1.1136
| 71 | 0 | 0.76923 | 0 | 0.79485 | 0 | 0 | 0 | 0 | 0 | 0 | 0 | 0 | 0.76923 | 0.79485
| 72 | 0 | 0.76923 | 0 | 0.50327 | 0 | 0 | 0 | 0 | 0 | 0 | 0 | 0 | 0.76923 | 0.50327
| 73 | 0 | 0.76923 | 0 | 0.4288 | 0 | 0 | 0 | 0 | 0 | 0 | 0 | 0 | 0.76923 | 0.4288
| 74 | 0 | 0.76923 | 0 | 0.42164 | 0 | 0 | 0 | 0 | 0 | 0 | 0 | 0 | 0.76923 | 0.42164
| 75 | 0 | 0.76923 | 0 | 0.45267 | 0 | 0 | 0 | 0 | 0 | 0 | 0 | 0 | 0.76923 | 0.45267
| 76 | 0 | 0.76923 | 0 | 0.43415 | 0 | 0 | 0 | 0 | 0 | 0 | 0 | 0 | 0.76923 | 0.43415
| 77 | 0 | 0.76923 | 0 | 0.69821 | 0 | 0 | 0 | 0 | 0 | 0 | 0 | 0 | 0.76923 | 0.69821
| 78 | 1.0847 | 0.76923 | 0 | 0.46368 | 0 | 0 | 0 | 0 | 0 | 0 | 0 | 0 | 1.854 | 0.46368
| 79 | 1.1822 | 0.76923 | 0 | 0.64999 | 0 | 0 | 0 | 0 | 0 | 0 | 0 | 0 | 1.9514 | 0.64999
| 80 | 0 | 0 | 0.1138 | 1.0578 | 3.2158 | 0 | 0 | 0 | 0 | 0 | 0.1138 | 0 | 0 | 1.0578
| 81 | 0 | 0 | 0.12863 | 0.75775 | 6.9833 | 0 | 0 | 0 | 0 | 0 | 0.12863 | 0 | 0 | 0.75775
| 82 | 0 | 0 | 0.1257 | 0.73519 | 9.6402 | 0 | 0 | 0 | 0 | 0 | 0.1257 | 0 | 0 | 0.73519
| 83 | 0 | 0 | 0.17604 | 0.90955 | 10.7779 | 0 | 0 | 0 | 0 | 0 | 0.17604 | 0 | 0 | 0.90955
| 84 | 0 | 0 | 0.80039 | 0.37857 | 11.8174 | 0 | 0 | 0 | 0 | 0 | 0.80039 | 0 | 0 | 0.37857
| 85 | 0 | 0 | 0 | 0.51733 | 0 | 0 | 11.6753 | 0 | 0 | 0 | 0 | 0 | 0 | 0.51733
| 86 | 0 | 0 | 3.6815 | 0.63634 | 1.4582 | 0 | 3.7358 | 0 | 0 | 0 | 3.6815 | 0 | 0 | 0.63634
| 87 | 0 | 0 | 0 | 0.48865 | 10.2157 | 0 | 0 | 0 | 0 | 0 | 0 | 0 | 0 | 0.48865
| 88 | 0 | 0 | 0 | 0.4594 | 8.0903 | 0 | 0 | 0 | 0 | 0 | 0 | 0 | 0 | 0.4594
| 89 | 0 | 0 | 0 | 0.45094 | 4.7662 | 0 | 0 | 0 | 0 | 0 | 0 | 0 | 0 | 0.45094
| 90 | 5.6201 | 0 | 0 | 1.8669 | 0 | 0 | 0 | 0 | 0 | 0 | 0 | 0 | 5.6201 | 1.8669
| 91 | 0 | 0 | 0 | 0.96143 | 0 | 0 | 0 | 0 | 0 | 0 | 0 | 0 | 0 | 0.96143
| 92 | 0 | 0 | 0 | 0.78657 | 0 | 0 | 0 | 0 | 0 | 0 | 0 | 0 | 0 | 0.78657
| 93 | 0 | 0 | 0 | 1.463 | 0 | 0 | 0 | 0 | 0 | 0 | 0 | 0 | 0 | 1.463
| 94 | 0 | 0 | 0 | 1.2059 | 0 | 0 | 0 | 0 | 0 | 0 | 0 | 0 | 0 | 1.2059
| 95 | 0 | 0 | 0 | 0.62622 | 0 | 0 | 0 | 0 | 0 | 0 | 0 | 0 | 0 | 0.62622
| 96 | 0 | 0 | 0 | 0.35835 | 0 | 0 | 0 | 0 | 0 | 0 | 0 | 0 | 0 | 0.35835
| 97 | 0 | 0 | 0 | 0.31103 | 0 | 0 | 0 | 0 | 0 | 0 | 0 | 0 | 0 | 0.31103
| 98 | 0 | 0 | 0 | 0.40785 | 0 | 0 | 0 | 0 | 0 | 0 | 0 | 0 | 0 | 0.40785
| 99 | 0 | 0 | 0 | 0.4299 | 0 | 0 | 0 | 0 | 0 | 0 | 0 | 0 | 0 | 0.4299
| 100 | 0 | 0 | 0 | 0.46393 | 0 | 0 | 0 | 0 | 0 | 0 | 0 | 0 | 0 | 0.46393
| 101 | 0.99452 | 0 | 0 | 0.45139 | 0 | 0 | 0 | 0 | 0 | 0 | 0 | 0 | 0.99452 | 0.45139
| 102 | 1.2665 | 0 | 0 | 0.93606 | 0 | 0 | 0 | 0 | 0 | 0 | 0 | 0 | 1.2665 | 0.93606
| 103 | 2.1189 | 0 | 0 | 0.39374 | 0 | 0 | 0 | 0 | 0 | 0 | 0 | 0 | 2.1189 | 0.39374
| 104 | 0 | 0 | 0 | 0.41978 | 3.8251 | 0 | 0 | 0 | 0 | 0 | 0 | 0 | 0 | 0.41978
| 105 | 0 | 0 | 0 | 0.37022 | 7.2153 | 0 | 0 | 0 | 0 | 0 | 0 | 0 | 0 | 0.37022
| 106 | 0 | 0 | 0 | 0.39915 | 9.6733 | 0 | 0 | 0 | 0 | 0 | 0 | 0 | 0 | 0.39915
| 107 | 0 | 0 | 0 | 0.54639 | 11.0567 | 0 | 0 | 0 | 0 | 0 | 0 | 0 | 0 | 0.54639
| 108 | 0 | 0 | 0.16725 | 0.52982 | 0 | 0 | 11.6675 | 0 | 0 | 0 | 0.16725 | 0 | 0 | 0.52982
| 109 | 0 | 0 | 0 | 0.50005 | 0 | 0 | 12.2204 | 0 | 0 | 0 | 0 | 0 | 0 | 0.50005
| 110 | 0 | 0 | 4.0505 | 0.41274 | 0 | 0 | 7.6503 | 0 | 0 | 0 | 4.0505 | 0 | 0 | 0.41274
| 111 | 0 | 0 | 0 | 0.36061 | 10.6232 | 0 | 0 | 0 | 0 | 0 | 0 | 0 | 0 | 0.36061
| 112 | 0 | 0 | 0 | 0.36879 | 7.7749 | 0 | 0 | 0 | 0 | 0 | 0 | 0 | 0 | 0.36879
| 113 | 0 | 0 | 0 | 0.4076 | 4.6811 | 0 | 0 | 0 | 0 | 0 | 0 | 0 | 0 | 0.4076
| 114 | 5.8077 | 0 | 0 | 1.1897 | 0 | 0 | 0 | 0 | 0 | 0 | 0 | 0 | 5.8077 | 1.1897
| 115 | 0 | 0 | 0 | 1.0304 | 9.3538 | 0 | 0 | 0 | 0 | 0 | 0 | 0 | 0 | 1.0304
| 116 | 0 | 0 | 0 | 3.2589 | 0 | 0 | 0 | 0 | 0 | 0 | 0 | 0 | 0 | 3.2589
| 117 | 0 | 0 | 0 | 1.1668 | 0 | 0 | 0 | 0 | 0 | 0 | 0 | 0 | 0 | 1.1668
| 118 | 0 | 0 | 0 | 0.78686 | 0 | 0 | 0 | 0 | 0 | 0 | 0 | 0 | 0 | 0.78686
| 119 | 0 | 0 | 0 | 0.68785 | 0 | 0 | 0 | 0 | 0 | 0 | 0 | 0 | 0 | 0.68785
| 120 | 0 | 0 | 0 | 0.64289 | 0 | 0 | 0 | 0 | 0 | 0 | 0 | 0 | 0 | 0.64289
| 121 | 0 | 0 | 0 | 0.70851 | 0 | 0 | 0 | 0 | 0 | 0 | 0 | 0 | 0 | 0.70851
| 122 | 0 | 0 | 0 | 0.69312 | 0 | 0 | 0 | 0 | 0 | 0 | 0 | 0 | 0 | 0.69312
| 123 | 0 | 0 | 0 | 0.68475 | 0 | 0 | 0 | 0 | 0 | 0 | 0 | 0 | 0 | 0.68475
| 124 | 0 | 0 | 0 | 0.61166 | 0 | 0 | 0 | 0 | 0 | 0 | 0 | 0 | 0 | 0.61166
| 125 | 0.61215 | 0 | 0 | 0.71145 | 0 | 0 | 0 | 0 | 0 | 0 | 0 | 0 | 0.61215 | 0.71145
| 126 | 1.3277 | 0 | 0 | 0.82039 | 0 | 0 | 0 | 0 | 0 | 0 | 0 | 0 | 1.3277 | 0.82039
| 127 | 2.2525 | 0 | 0 | 0.39491 | 0 | 0 | 0 | 0 | 0 | 0 | 0 | 0 | 2.2525 | 0.39491
| 128 | 0 | 0 | 0 | 0.39986 | 4.1947 | 0 | 0 | 0 | 0 | 0 | 0 | 0 | 0 | 0.39986
| 129 | 0 | 0 | 0 | 0.3474 | 4.8966 | 0 | 0 | 0 | 0 | 0 | 0 | 0 | 0 | 0.3474
| 130 | 0 | 0 | 0 | 0.33179 | 8.0875 | 0 | 0 | 0 | 0 | 0 | 0 | 0 | 0 | 0.33179
| 131 | 0 | 0 | 0 | 0.32907 | 11.1685 | 0 | 0 | 0 | 0 | 0 | 0 | 0 | 0 | 0.32907
| 132 | 0 | 0 | 0.17027 | 0.61642 | 0 | 0 | 10.8662 | 0 | 0 | 0 | 0.17027 | 0 | 0 | 0.61642
| 133 | 0 | 0 | 0.43971 | 1.9458 | 0 | 0 | 3.5183 | 0 | 0 | 0 | 0.43971 | 0 | 0 | 1.9458
| 134 | 0 | 0 | 3.556 | 0.41897 | 0 | 0 | 0 | 0 | 0 | 0 | 3.556 | 0 | 0 | 0.41897
| 135 | 0 | 0 | 0.32825 | 0.56525 | 0 | 0 | 0.23344 | 0 | 0 | 0 | 0.32825 | 0 | 0 | 0.56525
| 136 | 0 | 0 | 0 | 0.96529 | 0 | 0 | 6.8048 | 0 | 0 | 0 | 0 | 0 | 0 | 0.96529
| 137 | 0 | 0 | 0 | 0.51855 | 4.4517 | 0 | 0 | 0 | 0 | 0 | 0 | 0 | 0 | 0.51855
| 138 | 0 | 10 | 0 | 0.5603 | 0 | 0 | 0 | 0 | 0 | 0 | 0 | 0 | 10 | 0.5603
| 139 | 0 | 0 | 0 | 0.80445 | 0 | 0 | 0 | 0 | 0 | 0 | 0 | 0 | 0 | 0.80445
| 140 | 0 | 0 | 0 | 3.4377 | 0 | 0 | 0 | 0 | 0 | 0 | 0 | 0 | 0 | 3.4377
| 141 | 0 | 0 | 0 | 1.8463 | 0 | 0 | 0 | 0 | 0 | 0 | 0 | 0 | 0 | 1.8463
| 142 | 0 | 0 | 0 | 2.085 | 0 | 0 | 0 | 0 | 0 | 0 | 0 | 0 | 0 | 2.085
| 143 | 0 | 0 | 0 | 0.84158 | 0 | 0 | 0 | 0 | 0 | 0 | 0 | 0 | 0 | 0.84158
| 144 | 0 | 0 | 0 | 0.5966 | 0 | 0 | 0 | 0 | 0 | 0 | 0 | 0 | 0 | 0.5966
| 145 | 0 | 0 | 0 | 0.40589 | 0 | 0 | 0 | 0 | 0 | 0 | 0 | 0 | 0 | 0.40589
| 146 | 0 | 0 | 0 | 0.40164 | 0 | 0 | 0 | 0 | 0 | 0 | 0 | 0 | 0 | 0.40164
| 147 | 0 | 0 | 0 | 0.43716 | 0 | 0 | 0 | 0 | 0 | 0 | 0 | 0 | 0 | 0.43716
| 148 | 0 | 0 | 0 | 0.61013 | 0 | 0 | 0 | 0 | 0 | 0 | 0 | 0 | 0 | 0.61013
| 149 | 0 | 0 | 0 | 0.61819 | 0.49431 | 0 | 0 | 0 | 0 | 0 | 0 | 0 | 0 | 0.61819
| 150 | 0 | 0 | 0 | 0.39309 | 1.7133 | 0 | 0 | 0 | 0 | 0 | 0 | 0 | 0 | 0.39309
| 151 | 0 | 0 | 0 | 1.2163 | 1.259 | 0 | 0 | 0 | 0 | 0 | 0 | 0 | 0 | 1.2163
| 152 | 0 | 0 | 0 | 0.94437 | 3.3458 | 0 | 0 | 0 | 0 | 0 | 0 | 0 | 0 | 0.94437
| 153 | 0 | 0 | 0 | 0.48142 | 6.5702 | 0 | 0 | 0 | 0 | 0 | 0 | 0 | 0 | 0.48142
| 154 | 0 | 0 | 0 | 0.36935 | 9.3037 | 0 | 0 | 0 | 0 | 0 | 0 | 0 | 0 | 0.36935
| 155 | 0 | 0 | 0.10315 | 0.95588 | 10.3192 | 0 | 0 | 0 | 0 | 0 | 0.10315 | 0 | 0 | 0.95588
| 156 | 0 | 0 | 1.2814 | 0.45243 | 0 | 0 | 9.8228 | 0 | 0 | 0 | 1.2814 | 0 | 0 | 0.45243
| 157 | 0 | 0 | 0 | 1.2165 | 0 | 0 | 11.0654 | 0 | 0 | 0 | 0 | 0 | 0 | 1.2165
| 158 | 0 | 0 | 0.11402 | 0.77127 | 0 | 0 | 9.0366 | 0 | 0 | 0 | 0.11402 | 0 | 0 | 0.77127
| 159 | 0 | 0 | 0 | 0.44143 | 0 | 0 | 0.93582 | 0 | 0 | 0 | 0 | 0 | 0 | 0.44143
| 160 | 0 | 0 | 0 | 0.55357 | 7.2979 | 0 | 0 | 0 | 0 | 0 | 0 | 0 | 0 | 0.55357
| 161 | 0 | 0 | 0 | 1.3419 | 1.116 | 0 | 0 | 0 | 0 | 0 | 0 | 0 | 0 | 1.3419
| 162 | 0 | 0 | 0 | 1.4327 | 0 | 0 | 0 | 0 | 0 | 0 | 0 | 0 | 0 | 1.4327
| 163 | 0 | 0 | 0 | 1.0223 | 0 | 0 | 0 | 0 | 0 | 0 | 0 | 0 | 0 | 1.0223
| 164 | 0 | 0 | 0 | 1.1979 | 17.8256 | 0 | 0 | 0 | 0 | 0 | 0 | 0 | 0 | 1.1979
| 165 | 0 | 0 | 0 | 0.6504 | 3.7977 | 0 | 0 | 0 | 0 | 0 | 0 | 0 | 0 | 0.6504
| 166 | 0 | 0 | 0 | 1.2792 | 0 | 0 | 0 | 0 | 0 | 0 | 0 | 0 | 0 | 1.2792
| 167 | 0 | 0 | 0 | 1.1332 | 0 | 0 | 0 | 0 | 0 | 0 | 0 | 0 | 0 | 1.1332
transition | 0 | 0 | 0 | 2.4422 | 0.68044 | 0 | 0 | 0 | 0 | 0 | 0 | 0 | 0.68732 | 0 | 0.68044
| 1 | 0 | 0 | 2.287 | 0.50455 | 0 | 0 | 0 | 0 | 0 | 0 | 0 | 0.50964 | 0 | 0.50455
| 2 | 0 | 0 | 2.4963 | 0.50766 | 0 | 0 | 0 | 0 | 0 | 0 | 0 | 0.51279 | 0 | 0.50766
| 3 | 0 | 0 | 3.3603 | 0.53538 | 0 | 0 | 0 | 0 | 0 | 0 | 0 | 0.54078 | 0 | 0.53538
| 4 | 0 | 0 | 3.4034 | 0.56428 | 0 | 0 | 0.9901 | 0 | 0 | 0 | 0 | 1.5701 | 0 | 0.56428
| 5 | 0 | 0 | 0.63614 | 0.623 | 0 | 0 | 0 | 0 | 0 | 0 | 0.44999 | 0 | 0 | 0.623
| 6 | 0 | 0 | 1.7241 | 0 | 0 | 0 | 0 | 0 | 0 | 0 | 0.49342 | 0 | 0 | 0.5593
| 7 | 0 | 0 | 1.7053 | 0 | 0 | 0 | 0 | 0 | 0 | 0 | 1.7053 | 0 | 0 | 0.52722
| 8 | 0 | 0 | 1.1797 | 0.61633 | 0 | 0 | 0.36294 | 0 | 0 | 0 | 1.1797 | 0 | 0 | 0.61633
| 9 | 0 | 0 | 0.86244 | 0.53225 | 0 | 0 | 1.4634 | 0 | 0 | 0 | 0.86244 | 0 | 0 | 0.53225
| 10 | 0 | 0 | 0.24036 | 0.59667 | 0 | 0 | 4.2755 | 0 | 0 | 0 | 0.24036 | 0 | 0 | 0.59667
| 11 | 0 | 0 | 0 | 0.76173 | 0 | 0 | 4.6549 | 0 | 0 | 0 | 0 | 0 | 0 | 0.76173
| 12 | 0 | 0 | 0.59594 | 0.80001 | 0 | 0 | 7.8315 | 0 | 0 | 0 | 0.59594 | 0 | 0 | 0.80001
| 13 | 0 | 0 | 4.636 | 0.67231 | 0 | 0 | 6.9605 | 0 | 0 | 0 | 4.636 | 0 | 0 | 0.67231
| 14 | 0 | 0 | 3.3976 | 1.7273 | 0 | 0 | 2.2216 | 0 | 0 | 0 | 3.3976 | 0 | 0 | 1.7273
| 15 | 0 | 0 | 0.65609 | 0.90796 | 0 | 0 | 0 | 0 | 0 | 0 | 0.65609 | 0 | 0 | 0.90796
| 16 | 0 | 0 | 0.91661 | 0.79199 | 0 | 0 | 3.7085 | 0 | 0 | 0 | 0.91661 | 0 | 0 | 0.79199
| 17 | 0 | 0 | 1.1562 | 1.3531 | 0 | 0 | 1.3971 | 0 | 0 | 0 | 1.1562 | 0 | 0 | 1.3531
| 18 | 0 | 0.76923 | 1.3941 | 1.4011 | 0 | 0 | 0 | 0 | 0 | 0 | 1.3941 | 0 | 0.76923 | 1.4011
| 19 | 0 | 0.76923 | 0.50698 | 1.5852 | 0 | 0 | 0 | 0 | 0 | 0 | 0.50698 | 0 | 0.76923 | 1.5852
| 20 | 0 | 0.76923 | 0 | 1.7571 | 0 | 0 | 0 | 0 | 0 | 0 | 0 | 0 | 0.76923 | 1.7571
| 21 | 0 | 0.76923 | 1.8681 | 1.676 | 0 | 0 | 0 | 0 | 0 | 0 | 1.8681 | 0 | 0.76923 | 1.676
| 22 | 0 | 0.76923 | 1.6752 | 0.61938 | 0 | 0 | 0 | 0 | 0 | 0 | 1.6752 | 0 | 0.76923 | 0.61938
| 23 | 0 | 0.76923 | 1.8927 | 0.63843 | 0 | 0 | 0 | 0 | 0 | 0 | 1.8927 | 0 | 0.76923 | 0.63843
| 24 | 0 | 0.76923 | 1.8593 | 0.78649 | 0 | 0 | 0 | 0 | 0 | 0 | 0 | 0.79443 | 0 | 0.78649
| 25 | 0 | 0.76923 | 1.3673 | 0.78428 | 0 | 0 | 0 | 0 | 0 | 0 | 0 | 0.7922 | 0 | 0.78428
| 26 | 0 | 0.76923 | 1.4174 | 0.80009 | 0 | 0 | 0 | 0 | 0 | 0 | 0 | 0.80817 | 0 | 0.80009
| 27 | 8.9321 | 0.76923 | 1.3605 | 0.71307 | 0 | 0 | 0 | 0 | 0 | 0 | 0 | 0.72027 | 0 | 0.71307
| 28 | 0 | 0.76923 | 1.5598 | 0.63542 | 0 | 0 | 0 | 0 | 0 | 0 | 0 | 0.64184 | 0 | 0.63542
| 29 | 0 | 0.76923 | 1.1881 | 1.0165 | 0 | 0 | 0 | 0 | 0 | 0 | 0 | 0.75588 | 0 | 1.0165
| 30 | 0 | 0.76923 | 1.3082 | 0.61726 | 0 | 0 | 0 | 0 | 0 | 0 | 1.3082 | 0 | 0.76923 | 0.61726
| 31 | 1.0679 | 0.76923 | 0.60245 | 0.60221 | 0 | 0 | 0 | 0 | 0 | 0 | 0.60245 | 0 | 1.8371 | 0.60221
| 32 | 0 | 0 | 1.6308 | 0.591 | 0 | 0 | 1.1925 | 0 | 0 | 0 | 1.6308 | 0 | 0 | 0.591
| 33 | 0 | 0 | 1.8764 | 0.83903 | 0 | 0 | 0 | 0 | 0 | 0 | 1.8764 | 0 | 0 | 0.83903
| 34 | 0 | 0 | 2.312 | 0.88405 | 0 | 0 | 0 | 0 | 0 | 0 | 2.312 | 0 | 0 | 0.88405
| 35 | 0 | 0 | 1.1926 | 0.86425 | 0 | 0 | 0 | 0 | 0 | 0 | 1.1926 | 0 | 0 | 0.86425
| 36 | 0 | 0 | 3.9868 | 0.98297 | 0 | 0 | 0 | 0 | 0 | 0 | 3.9868 | 0 | 0 | 0.98297
| 37 | 0 | 0 | 1.2037 | 1.3591 | 0 | 0 | 0 | 0 | 0 | 0 | 1.2037 | 0 | 0 | 1.3591
| 38 | 0 | 0 | 0.8792 | 0.78939 | 0 | 0 | 0 | 0 | 0 | 0 | 0.21565 | 0 | 0 | 0.78939
| 39 | 0 | 0 | 0.91822 | 0.7948 | 0 | 0 | 0 | 0 | 0 | 0 | 0.28308 | 0 | 0 | 0.7948
| 40 | 0 | 0 | 0.90646 | 1.6917 | 0 | 0 | 0 | 0 | 0 | 0 | 0 | 0.088616 | 0 | 1.6917
| 41 | 0 | 0 | 0.095292 | 1.1919 | 0 | 0 | 0 | 0 | 0 | 0 | 0.095292 | 0 | 0 | 1.1919
| 42 | 0 | 0.76923 | 0 | 0.97077 | 0 | 0 | 0 | 0 | 0 | 0 | 0 | 0 | 0.76923 | 0.97077
| 43 | 0 | 0.76923 | 0.86128 | 1.4805 | 0 | 0 | 0 | 0 | 0 | 0 | 0.86128 | 0 | 0.76923 | 2.9564
| 44 | 0 | 0.76923 | 1.4395 | 0 | 0 | 0 | 0 | 0 | 0 | 0 | 1.4395 | 0 | 0.76923 | 2.5598
| 45 | 0 | 0.76923 | 1.4837 | 0 | 0 | 0 | 0 | 0 | 0 | 0 | 1.4837 | 0 | 0.76923 | 3.3522
| 46 | 0 | 0.76923 | 1.5617 | 2.8466 | 0 | 0 | 0 | 0 | 0 | 0 | 0 | 2.8753 | 0 | 2.8466
| 47 | 0 | 0.76923 | 1.6119 | 1.5912 | 0 | 0 | 0 | 0 | 0 | 0 | 0 | 1.6072 | 0 | 1.5912
| 48 | 0 | 0.76923 | 1.7745 | 0.66816 | 0 | 0 | 0 | 0 | 0 | 0 | 0 | 0.67491 | 0 | 0.66816
| 49 | 0 | 0.76923 | 1.165 | 0.58402 | 0 | 0 | 0 | 0 | 0 | 0 | 0 | 0.58992 | 0 | 0.58402
| 50 | 10 | 0.76923 | 1.4471 | 0.60028 | 0 | 0 | 0 | 0 | 0 | 0 | 0 | 0.60634 | 0 | 0.60028
| 51 | 0 | 0.76923 | 2.4384 | 0.61324 | 0 | 0 | 0 | 0 | 0 | 0 | 0 | 0.61943 | 0 | 0.61324
| 52 | 0 | 0.76923 | 2.877 | 0.59351 | 0 | 0 | 0 | 0 | 0 | 0 | 0 | 0.59951 | 0 | 0.59351
| 53 | 0 | 0.76923 | 1.1541 | 0.65758 | 0 | 0 | 0 | 0 | 0 | 0 | 0 | 0.48665 | 0 | 0.65758
| 54 | 0 | 0.76923 | 0 | 0 | 0 | 0 | 0 | 0 | 0 | 0 | 0 | 0 | 0.66684 | 0.78788
| 55 | 0 | 0.76923 | 0.50058 | 0 | 0 | 0 | 0 | 0 | 0 | 0 | 0.50058 | 0 | 0.76923 | 0.69738
| 56 | 0 | 0 | 2.7605 | 0.73507 | 0 | 0 | 0 | 0 | 0 | 0 | 2.7605 | 0 | 0 | 0.73507
| 57 | 0 | 0 | 2.7264 | 0.51214 | 0 | 0 | 0 | 0 | 0 | 0 | 2.7264 | 0 | 0 | 0.51214
| 58 | 0 | 0 | 3.1259 | 0.53088 | 0 | 0 | 0 | 0 | 0 | 0 | 3.1259 | 0 | 0 | 0.53088
| 59 | 0 | 0 | 1.1906 | 0.60105 | 0 | 0 | 0 | 0 | 0 | 0 | 1.1906 | 0 | 0 | 0.60105
| 60 | 0 | 0 | 3.307 | 1.3976 | 0 | 0 | 0 | 0 | 0 | 0 | 0.13104 | 0 | 0 | 1.3976
| 61 | 0 | 0 | 2.9764 | 1.0446 | 0 | 0 | 0.33789 | 0 | 0 | 0 | 0 | 0 | 0 | 1.0446
| 62 | 0 | 0 | 2.8811 | 1.0495 | 0 | 0 | 17.8281 | 0 | 0 | 0 | 0 | 17.9332 | 0 | 1.0495
| 63 | 0 | 0 | 2.1282 | 0.51157 | 0 | 0 | 0 | 0 | 0 | 0 | 0.14407 | 0 | 0 | 0.51157
| 64 | 0 | 0 | 2.0779 | 0.49902 | 0 | 0 | 0 | 0 | 0 | 0 | 0 | 0.033366 | 0 | 0.49902
| 65 | 0 | 0 | 2.0285 | 1.0597 | 0 | 0 | 0 | 0 | 0 | 0 | 0 | 0.065504 | 0 | 1.0597
| 66 | 0 | 0.76923 | 2.3376 | 0 | 0 | 0 | 0 | 0 | 0 | 0 | 2.3376 | 0 | 0.76923 | 0.70773
| 67 | 0 | 0.76923 | 2.4224 | 0 | 0 | 0 | 0 | 0 | 0 | 0 | 2.4224 | 0 | 0.76923 | 1.0798
| 68 | 0 | 0.76923 | 1.8986 | 0 | 0 | 0 | 0 | 0 | 0 | 0 | 1.8986 | 0 | 0.76923 | 0.85889
| 69 | 0 | 0.76923 | 0 | 0 | 0 | 0 | 0 | 0 | 0 | 0 | 0 | 0 | 0 | 1.5778
| 70 | 0 | 0.76923 | 2.8982 | 2.5667 | 0 | 0 | 0 | 0 | 0 | 0 | 0 | 2.5926 | 0 | 2.5667
| 71 | 0 | 0.76923 | 2.7664 | 2.2607 | 0 | 0 | 0 | 0 | 0 | 0 | 0 | 2.2835 | 0 | 2.2607
| 72 | 0 | 0.76923 | 3.0125 | 0.47777 | 0 | 0 | 0 | 0 | 0 | 0 | 0 | 0.4826 | 0 | 0.47777
| 73 | 0 | 0.76923 | 2.3561 | 0.57685 | 0 | 0 | 0 | 0 | 0 | 0 | 0 | 0.58268 | 0 | 0.57685
| 74 | 0 | 0.76923 | 2.3201 | 0.37021 | 0 | 0 | 0 | 0 | 0 | 0 | 0 | 0.37395 | 0 | 0.37021
| 75 | 0 | 0.76923 | 2.6186 | 0.31449 | 0 | 0 | 0 | 0 | 0 | 0 | 0 | 0.31767 | 0 | 0.31449
| 76 | 10 | 0.76923 | 3.3157 | 0.28066 | 0 | 0 | 0 | 0 | 0 | 0 | 0 | 0.28349 | 0 | 0.28066
| 77 | 0 | 0.76923 | 2.0361 | 0.46828 | 0 | 0 | 0 | 0 | 0 | 0 | 0 | 0.034063 | 0 | 0.46828
| 78 | 0 | 0.76923 | 1.9207 | 0 | 0 | 0 | 0 | 0 | 0 | 0 | 1.9207 | 0 | 0.76923 | 0.34634
| 79 | 0 | 0.76923 | 2.2035 | 0 | 0 | 0 | 0 | 0 | 0 | 0 | 2.2035 | 0 | 0.76923 | 0.46115
| 80 | 0 | 0 | 2.0517 | 0 | 0 | 0 | 0 | 0 | 0 | 0 | 2.0517 | 0 | 0 | 0.66669
| 81 | 0 | 0 | 2.049 | 0.3902 | 0 | 0 | 0 | 0 | 0 | 0 | 2.049 | 0 | 0 | 0.3902
| 82 | 0 | 0 | 1.6011 | 1.0785 | 0 | 0 | 0 | 0 | 0 | 0 | 1.6011 | 0 | 0 | 1.0785
| 83 | 0 | 0 | 3.5267 | 0.36378 | 0 | 0 | 0 | 0 | 0 | 0 | 3.5267 | 0 | 0 | 0.36378
| 84 | 0 | 0 | 2.8962 | 0.77964 | 0 | 0 | 0 | 0 | 0 | 0 | 2.8962 | 0 | 0 | 0.77964
| 85 | 0 | 0 | 1.2932 | 0.97172 | 0 | 0 | 0 | 0 | 0 | 0 | 1.2932 | 0 | 0 | 0.97172
| 86 | 0 | 0 | 1.368 | 0.99598 | 0 | 0 | 0 | 0 | 0 | 0 | 1.368 | 0 | 0 | 0.99598
| 87 | 0 | 0 | 0.87784 | 0.437 | 0 | 0 | 0 | 0 | 0 | 0 | 0.48216 | 0 | 0 | 0.437
| 88 | 0 | 0 | 1.7494 | 0.57935 | 0 | 0 | 0 | 0 | 0 | 0 | 1.7494 | 0 | 0 | 0.57935
| 89 | 0 | 0 | 1.1064 | 0 | 0 | 0 | 0 | 0 | 0 | 0 | 0.31518 | 0 | 0 | 0.78184
| 90 | 0 | 0 | 1.4283 | 0 | 0 | 0 | 0 | 0 | 0 | 0 | 1.4283 | 0 | 0 | 1.6515
| 91 | 0 | 0 | 1.6088 | 0 | 0 | 0 | 0 | 0 | 0 | 0 | 1.6088 | 0 | 0 | 1.2123
| 92 | 0 | 0 | 1.4389 | 0 | 0 | 0 | 0 | 0 | 0 | 0 | 1.4389 | 0 | 0 | 1.0801
| 93 | 0 | 0 | 0 | 0 | 0 | 0 | 0 | 0 | 0 | 0 | 0 | 0 | 0 | 1.4178
| 94 | 0 | 0 | 2.2175 | 0 | 0 | 0 | 0 | 0 | 0 | 0 | 0 | 0 | 0 | 1.1408
| 95 | 0 | 0 | 2.3304 | 0.60412 | 0 | 0 | 0 | 0 | 0 | 0 | 0 | 0.61022 | 0 | 0.60412
| 96 | 0 | 0 | 2.4854 | 0.35979 | 0 | 0 | 0 | 0 | 0 | 0 | 0 | 0.36343 | 0 | 0.35979
| 97 | 0 | 0 | 3.4086 | 0.32471 | 0 | 0 | 0 | 0 | 0 | 0 | 0 | 0.32799 | 0 | 0.32471
| 98 | 0 | 0 | 2.168 | 0.36251 | 0 | 0 | 0 | 0 | 0 | 0 | 0 | 0.36617 | 0 | 0.36251
| 99 | 0 | 0 | 2.9731 | 0.39612 | 0 | 0 | 0 | 0 | 0 | 0 | 0 | 0.40012 | 0 | 0.39612
| 100 | 10 | 0 | 3.0986 | 0.49496 | 0 | 0 | 0 | 0 | 0 | 0 | 0 | 0.49996 | 0 | 0.49496
| 101 | 0 | 0 | 2.1161 | 0.53775 | 0 | 0 | 0 | 0 | 0 | 0 | 0 | 0.44513 | 0 | 0.53775
| 102 | 0 | 0 | 0.75249 | 0 | 0 | 0 | 0 | 0 | 0 | 0 | 0.75249 | 0 | 0 | 0.34254
| 103 | 0 | 0 | 2.2159 | 0.77411 | 0 | 0 | 0 | 0 | 0 | 0 | 2.2159 | 0 | 0 | 0.77411
| 104 | 0 | 0 | 3.9486 | 0.72932 | 0.33367 | 0 | 0 | 0 | 0 | 0 | 3.9486 | 0 | 0 | 0.72932
| 105 | 0 | 0 | 0.19466 | 0.42542 | 6.5643 | 0 | 0 | 0 | 0 | 0 | 0.19466 | 0 | 0 | 0.42542
| 106 | 0 | 0 | 0 | 1.4144 | 9.9243 | 0 | 0 | 0 | 0 | 0 | 0 | 0 | 0 | 1.4144
| 107 | 0 | 0 | 0 | 0.5021 | 12.3209 | 0 | 0 | 0 | 0 | 0 | 0 | 0 | 0 | 0.5021
| 108 | 0 | 0 | 0.45046 | 0.42238 | 9.3607 | 0 | 3.5822 | 0 | 0 | 0 | 0.45046 | 0 | 0 | 0.42238
| 109 | 0 | 0 | 0 | 0.77628 | 0 | 0 | 13.4543 | 0 | 0 | 0 | 0 | 0 | 0 | 0.77628
| 110 | 0 | 0 | 2.4253 | 0.41007 | 0 | 0 | 10.7069 | 0 | 0 | 0 | 2.4253 | 0 | 0 | 0.41007
| 111 | 0 | 0 | 4.9125 | 0.3659 | 0 | 0 | 6.2388 | 0 | 0 | 0 | 4.9125 | 0 | 0 | 0.3659
| 112 | 0 | 0 | 0.46275 | 0.69419 | 6.6843 | 0 | 0 | 0 | 0 | 0 | 0.46275 | 0 | 0 | 0.69419
| 113 | 0 | 0 | 0.096475 | 1.11 | 2.982 | 0 | 0 | 0 | 0 | 0 | 0.096475 | 0 | 0 | 1.11
| 114 | 6.5089 | 0 | 0.63971 | 0.85471 | 0 | 0 | 0 | 0 | 0 | 0 | 0.63971 | 0 | 6.5089 | 0.85471
| 115 | 0 | 0 | 0.84374 | 1.3267 | 5.8942 | 0 | 0 | 0 | 0 | 0 | 0.84374 | 0 | 0 | 1.3267
| 116 | 0 | 0 | 0.97147 | 1.2912 | 0 | 0 | 0 | 0 | 0 | 0 | 0.97147 | 0 | 0 | 1.2912
| 117 | 0 | 0 | 0 | 0.84485 | 0 | 0 | 0 | 0 | 0 | 0 | 0 | 0 | 0 | 0.84485
| 118 | 0 | 0 | 0 | 0.98699 | 0 | 0 | 0 | 0 | 0 | 0 | 0 | 0 | 0 | 0.98699
| 119 | 0 | 0 | 1.012 | 0.51491 | 0 | 0 | 0 | 0 | 0 | 0 | 1.012 | 0 | 0 | 0.51491
| 120 | 0 | 0 | 1.4866 | 0.5739 | 0 | 0 | 0 | 0 | 0 | 0 | 1.4866 | 0 | 0 | 0.5739
| 121 | 0 | 0 | 1.0337 | 0.56817 | 0 | 0 | 0 | 0 | 0 | 0 | 1.0337 | 0 | 0 | 0.56817
| 122 | 0 | 0 | 1.0911 | 0.76148 | 0 | 0 | 0 | 0 | 0 | 0 | 1.0911 | 0 | 0 | 0.76148
| 123 | 0 | 0 | 1.1875 | 0.88462 | 0 | 0 | 0 | 0 | 0 | 0 | 1.1875 | 0 | 0 | 0.88462
| 124 | 0 | 0 | 0.63138 | 0.81899 | 0 | 0 | 0 | 0 | 0 | 0 | 0.63138 | 0 | 0 | 0.81899
| 125 | 0 | 0 | 0 | 1.4426 | 0 | 0 | 0 | 0 | 0 | 0 | 0 | 0 | 0 | 1.4426
| 126 | 1.4677 | 0 | 0.048199 | 0.72666 | 0 | 0 | 0 | 0 | 0 | 0 | 0.048199 | 0 | 1.4677 | 0.72666
| 127 | 2.0234 | 0 | 0 | 0.60587 | 0 | 0 | 0 | 0 | 0 | 0 | 0 | 0 | 2.0234 | 0.60587
| 128 | 0 | 0 | 0.21331 | 0.7326 | 3.731 | 0 | 0 | 0 | 0 | 0 | 0.21331 | 0 | 0 | 0.7326
| 129 | 0 | 0 | 0.11256 | 2.0094 | 6.031 | 0 | 0 | 0 | 0 | 0 | 0.11256 | 0 | 0 | 2.0094
| 130 | 0 | 0 | 0 | 0.58091 | 10.4685 | 0 | 0 | 0 | 0 | 0 | 0 | 0 | 0 | 0.58091
| 131 | 0 | 0 | 0.35461 | 0.93778 | 11.2291 | 0 | 0 | 0 | 0 | 0 | 0.35461 | 0 | 0 | 0.93778
| 132 | 0 | 0 | 0 | 0.6817 | 0 | 0 | 12.2036 | 0 | 0 | 0 | 0 | 0 | 0 | 0.6817
| 133 | 0 | 0 | 5.0145 | 0.6346 | 0 | 0 | 7.8712 | 0 | 0 | 0 | 5.0145 | 0 | 0 | 0.6346
| 134 | 0 | 0 | 1.7539 | 1.4837 | 0 | 0 | 9.3321 | 0 | 0 | 0 | 1.7539 | 0 | 0 | 1.4837
| 135 | 0 | 0 | 0.58913 | 0.83115 | 4.3915 | 0 | 4.6018 | 0 | 0 | 0 | 0.58913 | 0 | 0 | 0.83115
| 136 | 0 | 0 | 0.70073 | 1.5691 | 4.0264 | 0 | 0.067771 | 0 | 0 | 0 | 0.70073 | 0 | 0 | 1.5691
| 137 | 0 | 0 | 0.35864 | 0.85075 | 0.30789 | 0 | 0 | 0 | 0 | 0 | 0.35864 | 0 | 0 | 0.85075
| 138 | 0 | 10 | 0.39908 | 1.3323 | 0 | 0 | 0 | 0 | 0 | 0 | 0.39908 | 0 | 10 | 1.3323
| 139 | 0 | 0 | 0.38743 | 1.9991 | 0 | 0 | 0 | 0 | 0 | 0 | 0.38743 | 0 | 0 | 1.9991
| 140 | 0 | 0 | 0.77548 | 2.2077 | 0 | 0 | 0 | 0 | 0 | 0 | 0.77548 | 0 | 0 | 2.2077
| 141 | 0 | 0 | 0 | 1.7804 | 0 | 0 | 0 | 0 | 0 | 0 | 0 | 0 | 0 | 1.7804
| 142 | 0 | 0 | 0 | 1.3403 | 0 | 0 | 0 | 0 | 0 | 0 | 0 | 0 | 0 | 1.3403
| 143 | 0 | 0 | 0 | 1.1838 | 0 | 0 | 0 | 0 | 0 | 0 | 0 | 0 | 0 | 1.1838
| 144 | 0 | 0 | 0.70492 | 0.53183 | 0 | 0 | 0 | 0 | 0 | 0 | 0.70492 | 0 | 0 | 0.53183
| 145 | 0 | 0 | 0.65141 | 0.48611 | 0 | 0 | 0 | 0 | 0 | 0 | 0.65141 | 0 | 0 | 0.48611
| 146 | 0 | 0 | 0.68068 | 0.51341 | 0 | 0 | 0 | 0 | 0 | 0 | 0.68068 | 0 | 0 | 0.51341
| 147 | 0 | 0 | 0.71135 | 0.55469 | 0 | 0 | 0 | 0 | 0 | 0 | 0.71135 | 0 | 0 | 0.55469
| 148 | 0 | 0 | 0.74898 | 0.71689 | 0 | 0 | 0 | 0 | 0 | 0 | 0.74898 | 0 | 0 | 0.71689
| 149 | 0 | 0 | 0.62668 | 0.89822 | 0 | 0 | 0 | 0 | 0 | 0 | 0.62668 | 0 | 0 | 0.89822
| 150 | 0 | 0 | 0.96496 | 0.66241 | 0 | 0 | 0 | 0 | 0 | 0 | 0.96496 | 0 | 0 | 0.66241
| 151 | 0 | 0 | 0.79114 | 0.54943 | 0 | 0 | 0 | 0 | 0 | 0 | 0.79114 | 0 | 0 | 0.54943
| 152 | 0 | 0 | 0.76245 | 0.62758 | 1.2444 | 0 | 0 | 0 | 0 | 0 | 0.76245 | 0 | 0 | 0.62758
| 153 | 0 | 0 | 0.1443 | 0.79938 | 4.1093 | 0 | 0 | 0 | 0 | 0 | 0.1443 | 0 | 0 | 0.79938
| 154 | 0 | 0 | 0.1591 | 0.61495 | 4.0729 | 0 | 0 | 0 | 0 | 0 | 0.1591 | 0 | 0 | 0.61495
| 155 | 0 | 0 | 0.15385 | 0.64072 | 11.1452 | 0 | 0 | 0 | 0 | 0 | 0.15385 | 0 | 0 | 0.64072
| 156 | 0 | 0 | 1.5177 | 0.63408 | 4.226 | 0 | 4.6812 | 0 | 0 | 0 | 1.5177 | 0 | 0 | 0.63408
| 157 | 0 | 0 | 3.5241 | 1.0026 | 0 | 0 | 3.8726 | 0 | 0 | 0 | 3.5241 | 0 | 0 | 1.0026
| 158 | 0 | 0 | 0.0088158 | 0.65726 | 0 | 0 | 5.6584 | 0 | 0 | 0 | 0.0088158 | 0 | 0 | 0.65726
| 159 | 0 | 0 | 0.19571 | 0.86877 | 0 | 0 | 0.11546 | 0 | 0 | 0 | 0.19571 | 0 | 0 | 0.86877
| 160 | 0 | 0 | 0.0088267 | 1.0516 | 6.6482 | 0 | 0 | 0 | 0 | 0 | 0.0088267 | 0 | 0 | 1.0516
| 161 | 0 | 0 | 0.18746 | 0.6178 | 0.80355 | 0 | 0 | 0 | 0 | 0 | 0.18746 | 0 | 0 | 0.6178
| 162 | 0 | 0 | 0.49652 | 1.0205 | 0 | 0 | 0 | 0 | 0 | 0 | 0.49652 | 0 | 0 | 1.0205
| 163 | 0 | 0 | 0.72996 | 2.0907 | 0 | 0 | 0 | 0 | 0 | 0 | 0.72996 | 0 | 0 | 2.0907
| 164 | 0 | 0 | 0.36514 | 2.2319 | 0 | 0 | 0 | 0 | 0 | 0 | 0.36514 | 0 | 0 | 2.2319
| 165 | 0 | 0 | 0.0008582 | 1.5106 | 0 | 0 | 0 | 0 | 0 | 0 | 0.0008582 | 0 | 0 | 1.5106
| 166 | 0 | 0 | 0 | 2.289 | 0 | 0 | 0 | 0 | 0 | 0 | 0 | 0 | 0 | 2.289
| 167 | 0 | 0 | 0 | 2.2735 | 0 | 0 | 0 | 0 | 0 | 0 | 0 | 0 | 0 | 2.2735
winter | 0 | 0 | 0 | 6.927 | 0.93539 | 0 | 0 | 0 | 0 | 0 | 0.56624 | 0 | 0.94483 | 0 | 0.93539
| 1 | 0 | 0 | 6.8927 | 0.58565 | 0 | 0 | 0 | 0 | 0 | 0 | 0 | 0.59157 | 0 | 0.58565
| 2 | 0 | 0 | 7.0028 | 0.54864 | 0 | 0 | 0 | 0 | 0 | 0 | 0 | 0.55418 | 0 | 0.54864
| 3 | 0 | 0 | 7.2918 | 0.58366 | 0 | 0 | 0 | 0 | 0 | 0 | 0 | 0.58956 | 0 | 0.58366
| 4 | 0 | 0 | 7.3064 | 0.53379 | 0 | 0 | 14.7453 | 0 | 0 | 1.5301 | 0 | 15.4335 | 0 | 0.53379
| 5 | 0 | 0 | 6.1851 | 0.52968 | 0 | 0 | 17.1232 | 0 | 0 | 5.9837 | 0 | 17.8312 | 0 | 0.52968
| 6 | 0 | 0 | 5.1974 | 0.65616 | 0 | 0 | 0 | 0 | 0 | 0 | 0 | 0.66278 | 0 | 0.65616
| 7 | 0 | 0 | 5.021 | 0.87298 | 0 | 0 | 0 | 0 | 0 | 0 | 0 | 0.82147 | 0 | 0.87298
| 8 | 0 | 0 | 4.6262 | 0.54373 | 0 | 0 | 0 | 0 | 0 | 0 | 0.61342 | 0 | 0 | 0.54373
| 9 | 0 | 0 | 4.3731 | 0.68966 | 0 | 0 | 0 | 0 | 0 | 0 | 3.6585 | 0 | 0 | 0.68966
| 10 | 0 | 0 | 4.1495 | 0.66813 | 0 | 0 | 2.3636 | 0 | 0 | 0 | 4.1495 | 0 | 0 | 0.66813
| 11 | 0 | 0 | 3.6898 | 0.86477 | 0 | 0 | 0 | 0 | 0 | 0 | 1.3644 | 0 | 0 | 0.86477
| 12 | 0 | 0 | 3.6898 | 0.84828 | 0 | 0 | 0 | 0 | 0 | 0 | 0.38668 | 0 | 0 | 0.84828
| 13 | 0 | 0 | 3.5632 | 0.70919 | 0 | 0 | 0 | 0 | 0 | 0 | 2.1622 | 0 | 0 | 0.70919
| 14 | 0 | 0 | 3.58 | 0.5073 | 0 | 0 | 0 | 0 | 0 | 0 | 0 | 0.006433 | 0 | 0.5073
| 15 | 0 | 0 | 3.6 | 1.4648 | 0 | 0 | 0 | 0 | 0 | 0 | 0 | 0.5693 | 0 | 1.4648
| 16 | 0 | 0 | 3.7567 | 0.85097 | 0 | 0 | 0 | 0 | 0 | 0 | 0 | 0.85956 | 0 | 0.85097
| 17 | 0 | 0 | 3.9487 | 1.9906 | 0 | 0 | 0 | 0 | 0 | 0 | 0 | 2.0107 | 0 | 1.9906
| 18 | 0 | 0.76923 | 4.0429 | 1.2425 | 0 | 0 | 0 | 0 | 0 | 0 | 4.0429 | 0 | 0.76923 | 1.7493
| 19 | 0 | 0.76923 | 3.966 | 0 | 0 | 0 | 0 | 0 | 0 | 0 | 3.966 | 0 | 0.76923 | 1.7802
| 20 | 0 | 0.76923 | 3.9695 | 0 | 0 | 0 | 0 | 0 | 0 | 0 | 3.9695 | 0 | 0.76923 | 2.123
| 21 | 0 | 0.76923 | 4.064 | 1.3967 | 0 | 0 | 0 | 0 | 0 | 0 | 0 | 1.4108 | 0 | 1.3967
| 22 | 0 | 0.76923 | 4.0535 | 1.4807 | 0 | 0 | 0 | 0 | 0 | 0 | 0 | 1.4956 | 0 | 1.4807
| 23 | 0 | 0.76923 | 4.064 | 3.8814 | 0 | 0 | 0 | 0 | 0 | 0 | 0 | 3.9206 | 0 | 3.8814
| 24 | 0 | 0.76923 | 3.572 | 2.1913 | 0 | 0 | 0 | 0 | 0 | 0 | 0 | 2.2135 | 0 | 2.1913
| 25 | 0 | 0.76923 | 3.7343 | 2.5364 | 0 | 0 | 0 | 0 | 0 | 0 | 0 | 2.5621 | 0 | 2.5364
| 26 | 0 | 0.76923 | 3.8729 | 0.68366 | 0 | 0 | 0 | 0 | 0 | 0 | 0 | 0.69056 | 0 | 0.68366
| 27 | 0 | 0.76923 | 3.9225 | 0.63665 | 0 | 0 | 0 | 0 | 0 | 0 | 0 | 0.64308 | 0 | 0.63665
| 28 | 0 | 0.76923 | 3.9517 | 0.55057 | 0 | 0 | 0 | 0 | 0 | 0 | 0 | 0.55613 | 0 | 0.55057
| 29 | 10 | 0.76923 | 3.9613 | 0.62327 | 0 | 0 | 0 | 0 | 0 | 0 | 0 | 0.62957 | 0 | 0.62327
| 30 | 0 | 0.76923 | 3.8106 | 0.8864 | 0 | 0 | 0 | 0 | 0 | 0 | 0 | 0.89535 | 0 | 0.8864
| 31 | 0 | 0.76923 | 3.6078 | 0 | 0 | 0 | 0 | 0 | 0 | 0 | 3.6078 | 0 | 0.76923 | 0.7035
| 32 | 0 | 0 | 2.5281 | 0 | 0 | 0 | 0 | 0 | 0 | 0 | 2.5281 | 0 | 0 | 0.9969
| 33 | 0 | 0 | 3.5446 | 1.0899 | 0 | 0 | 0 | 0 | 0 | 0 | 3.5446 | 0 | 0 | 1.0899
| 34 | 0 | 0 | 2.539 | 0 | 0 | 0 | 0 | 0 | 0 | 0 | 2.539 | 0 | 0 | 0.91444
| 35 | 0 | 0 | 2.4329 | 0 | 0 | 0 | 0 | 0 | 0 | 0 | 2.4329 | 0 | 0 | 0.82854
| 36 | 0 | 0 | 3.132 | 0.14431 | 0 | 0 | 0 | 0 | 0 | 0 | 3.132 | 0 | 0 | 0.88028
| 37 | 0 | 0 | 3.5527 | 0.52163 | 0 | 0 | 2.5243 | 0 | 0 | 0 | 3.5527 | 0 | 0 | 0.52163
| 38 | 0 | 0 | 3.1046 | 0.56768 | 0 | 0 | 0 | 0 | 0 | 0 | 0 | 0.096569 | 0 | 0.56768
| 39 | 0 | 0 | 3.1127 | 0.080454 | 0 | 0 | 0 | 0 | 0 | 0 | 0 | 0 | 0 | 0.95414
| 40 | 0 | 0 | 3.1312 | 1.5215 | 0 | 0 | 0 | 0 | 0 | 0 | 0 | 1.5369 | 0 | 1.5215
| 41 | 0 | 0 | 3.1415 | 0 | 0 | 0 | 0 | 0 | 0 | 0 | 3.1415 | 0 | 0 | 0.83324
| 42 | 0 | 0.76923 | 3.1461 | 0 | 0 | 0 | 0 | 0 | 0 | 0 | 3.1461 | 0 | 0.76923 | 1.4346
| 43 | 0 | 0.76923 | 3.1461 | 0 | 0 | 0 | 0 | 0 | 0 | 0 | 3.1461 | 0 | 0.76923 | 1.8976
| 44 | 0 | 0.76923 | 3.1503 | 0 | 0 | 0 | 0 | 0 | 0 | 0 | 0 | 0 | 0 | 1.0452
| 45 | 0 | 0.76923 | 3.1663 | 1.1911 | 0 | 0 | 0 | 0 | 0 | 0 | 0 | 1.2032 | 0 | 1.1911
| 46 | 0 | 0.76923 | 3.1495 | 0.9809 | 0 | 0 | 0 | 0 | 0 | 0 | 0 | 0.99081 | 0 | 0.9809
| 47 | 0 | 0.76923 | 3.1486 | 0.97101 | 0 | 0 | 0 | 0 | 0 | 0 | 0 | 0.98082 | 0 | 0.97101
| 48 | 0 | 0.76923 | 3.0355 | 0.76925 | 0 | 0 | 0 | 0 | 0 | 0 | 0 | 0.77702 | 0 | 0.76925
| 49 | 0 | 0.76923 | 3.2046 | 0.52409 | 0 | 0 | 0 | 0 | 0 | 0 | 0 | 0.52939 | 0 | 0.52409
| 50 | 0 | 0.76923 | 3.349 | 0.5368 | 0 | 0 | 0 | 0 | 0 | 0 | 0 | 0.54222 | 0 | 0.5368
| 51 | 0 | 0.76923 | 3.3306 | 0.55024 | 0 | 0 | 0 | 0 | 0 | 0 | 0 | 0.5558 | 0 | 0.55024
| 52 | 0 | 0.76923 | 3.3148 | 0.57263 | 0 | 0 | 0.89016 | 0 | 0 | 0 | 0 | 1.4776 | 0 | 0.57263
| 53 | 10 | 0.76923 | 3.3486 | 0.64745 | 0 | 0 | 19.0234 | 0 | 0 | 0 | 0 | 19.8696 | 0 | 0.64745
| 54 | 0 | 0.76923 | 3.1347 | 0.7756 | 0 | 0 | 0 | 0 | 0 | 0 | 0 | 0.78344 | 0 | 0.7756
| 55 | 0 | 0.76923 | 3.0229 | 0.86983 | 0 | 0 | 0 | 0 | 0 | 0 | 0 | 0.87862 | 0 | 0.86983
| 56 | 0 | 0 | 2.9173 | 0.71318 | 0 | 0 | 0 | 0 | 0 | 0 | 2.9173 | 0 | 0 | 0.71318
| 57 | 0 | 0 | 2.2804 | 0.58065 | 0 | 0 | 0 | 0 | 0 | 0 | 2.2804 | 0 | 0 | 0.58065
| 58 | 0 | 0 | 2.4138 | 0.56309 | 0 | 0 | 0 | 0 | 0 | 0 | 2.4138 | 0 | 0 | 0.56309
| 59 | 0 | 0 | 3.3342 | 0.55492 | 0 | 0 | 0 | 0 | 0 | 0 | 1.8139 | 0 | 0 | 0.55492
| 60 | 0 | 0 | 3.5635 | 0.64636 | 0 | 0 | 0 | 0 | 0 | 0 | 1.5917 | 0 | 0 | 0.64636
| 61 | 0 | 0 | 3.2109 | 0.74285 | 0 | 0 | 0 | 0 | 0 | 0 | 0.1632 | 0 | 0 | 0.74285
| 62 | 0 | 0 | 3.2577 | 0.96063 | 0 | 0 | 0 | 0 | 0 | 0 | 0 | 0.50908 | 0 | 0.96063
| 63 | 0 | 0 | 3.0693 | 0.64375 | 0 | 0 | 0 | 0 | 0 | 0 | 0 | 0.53793 | 0 | 0.64375
| 64 | 0 | 0 | 3.0783 | 0.85152 | 0 | 0 | 0 | 0 | 0 | 0 | 0 | 0.86012 | 0 | 0.85152
| 65 | 0 | 0 | 3.0418 | 1.945 | 0 | 0 | 0 | 0 | 0 | 0 | 3.0418 | 0 | 0 | 1.945
| 66 | 0 | 0.76923 | 2.997 | 1.1311 | 0 | 0 | 0 | 0 | 0 | 0 | 2.997 | 0 | 0.76923 | 1.1311
| 67 | 0 | 0.76923 | 3.0049 | 0 | 0 | 0 | 0 | 0 | 0 | 0 | 3.0049 | 0 | 0.76923 | 1.0701
| 68 | 0 | 0.76923 | 3.0142 | 2.0164 | 0 | 0 | 0 | 0 | 0 | 0 | 0 | 2.0368 | 0 | 2.0164
| 69 | 0 | 0.76923 | 3.0247 | 1.0705 | 0 | 0 | 0 | 0 | 0 | 0 | 0 | 1.0813 | 0 | 1.0705
| 70 | 0 | 0.76923 | 3.0278 | 1.0621 | 0 | 0 | 0 | 0 | 0 | 0 | 0 | 1.0729 | 0 | 1.0621
| 71 | 0 | 0.76923 | 3.0216 | 0.53317 | 0 | 0 | 0 | 0 | 0 | 0 | 0 | 0.53855 | 0 | 0.53317
| 72 | 0 | 0.76923 | 3.0951 | 0.58961 | 0 | 0 | 0 | 0 | 0 | 0 | 0 | 0.59557 | 0 | 0.58961
| 73 | 0 | 0.76923 | 3.3496 | 0.4931 | 0 | 0 | 0 | 0 | 0 | 0 | 0 | 0.49808 | 0 | 0.4931
| 74 | 0 | 0.76923 | 3.5768 | 0.48739 | 0 | 0 | 12.7077 | 0 | 0 | 0 | 0 | 13.3284 | 0 | 0.48739
| 75 | 10 | 0.76923 | 3.5858 | 0.53637 | 0 | 0 | 19.0234 | 0 | 0 | 0 | 0 | 19.7574 | 0 | 0.53637
| 76 | 0 | 0.76923 | 3.6158 | 0.48206 | 0 | 0 | 2.2432 | 0 | 0 | 0 | 0 | 2.7528 | 0 | 0.48206
| 77 | 0 | 0.76923 | 3.6249 | 0.45671 | 0 | 0 | 0.067771 | 0 | 0 | 0 | 0 | 0.52978 | 0 | 0.45671
| 78 | 0 | 0.76923 | 3.322 | 0.7958 | 0 | 0 | 0 | 0 | 0 | 0 | 0 | 0.80384 | 0 | 0.7958
| 79 | 0 | 0.76923 | 3.2013 | 0 | 0 | 0 | 0 | 0 | 0 | 0 | 0.034732 | 0 | 0 | 0.72746
| 80 | 0 | 0 | 2.8268 | 0 | 0 | 0 | 0 | 0 | 0 | 0 | 1.0443 | 0 | 0 | 1.4363
| 81 | 0 | 0 | 2.9793 | 0 | 0 | 0 | 0 | 0 | 0 | 0 | 2.9793 | 0 | 0 | 2.2484
| 82 | 0 | 0 | 2.8178 | 0 | 0 | 0 | 0 | 0 | 0 | 0 | 2.8178 | 0 | 0 | 2.0959
| 83 | 0 | 0 | 3.4399 | 0.81714 | 0 | 0 | 0 | 0 | 0 | 0 | 3.4399 | 0 | 0 | 1.6375
| 84 | 0 | 0 | 2.9092 | 0 | 0 | 0 | 0 | 0 | 0 | 0 | 2.9092 | 0 | 0 | 1.0143
| 85 | 0 | 0 | 2.6142 | 0 | 0 | 0 | 0 | 0 | 0 | 0 | 2.6142 | 0 | 0 | 0.44699
| 86 | 0 | 0 | 2.5446 | 0 | 0 | 0 | 0 | 0 | 0 | 0 | 2.5446 | 0 | 0 | 0.62177
| 87 | 0 | 0 | 2.8028 | 0 | 0 | 0 | 0 | 0 | 0 | 0 | 2.8028 | 0 | 0 | 1.6882
| 88 | 0 | 0 | 3.0102 | 0 | 0 | 0 | 0 | 0 | 0 | 0 | 3.0102 | 0 | 0 | 0.76257
| 89 | 0 | 0 | 3.0792 | 0 | 0 | 0 | 0 | 0 | 0 | 0 | 3.0792 | 0 | 0 | 1.3427
| 90 | 0 | 0 | 3.0783 | 0 | 0 | 0 | 0 | 0 | 0 | 0 | 3.0783 | 0 | 0 | 1.0924
| 91 | 0 | 0 | 3.0929 | 0 | 0 | 0 | 0 | 0 | 0 | 0 | 3.0929 | 0 | 0 | 0.79505
| 92 | 0 | 0 | 3.0911 | 0 | 0 | 0 | 0 | 0 | 0 | 0 | 3.0911 | 0 | 0 | 4.835
| 93 | 0 | 0 | 3.092 | 0 | 0 | 0 | 0 | 0 | 0 | 0 | 3.092 | 0 | 0 | 2.733
| 94 | 0 | 0 | 2.9776 | 0 | 0 | 0 | 0 | 0 | 0 | 0 | 2.358 | 0 | 0 | 1.447
| 95 | 0 | 0 | 2.9987 | 0 | 0 | 0 | 0 | 0 | 0 | 0 | 0 | 0 | 0 | 1.9369
| 96 | 0 | 0 | 2.9929 | 0.5063 | 0 | 0 | 0 | 0 | 0 | 0 | 0 | 0.51141 | 0 | 0.5063
| 97 | 0 | 0 | 3.2094 | 0.61554 | 0 | 0 | 0 | 0 | 0 | 0 | 0 | 0.62176 | 0 | 0.61554
| 98 | 0 | 0 | 3.3314 | 0.52101 | 0 | 0 | 0 | 0 | 0 | 0 | 0 | 0.52627 | 0 | 0.52101
| 99 | 0 | 0 | 3.3126 | 0.57371 | 0 | 0 | 0 | 0 | 0 | 0 | 0 | 0.5795 | 0 | 0.57371
| 100 | 0 | 0 | 3.3261 | 0.69285 | 0 | 0 | 7.263 | 0 | 0 | 0 | 0 | 8.0362 | 0 | 0.69285
| 101 | 10 | 0 | 3.4921 | 0.71233 | 0 | 0 | 19.0234 | 0 | 0 | 0 | 0 | 19.9351 | 0 | 0.71233
| 102 | 0 | 0 | 2.988 | 0.59035 | 0 | 0 | 0 | 0 | 0 | 0 | 0 | 0.59632 | 0 | 0.59035
| 103 | 0 | 0 | 2.6115 | 0.96346 | 0 | 0 | 0 | 0 | 0 | 0 | 0 | 0.96093 | 0 | 0.96346
| 104 | 0 | 0 | 2.4499 | 0.65012 | 0 | 0 | 0 | 0 | 0 | 0 | 0 | 0 | 0 | 1.0818
| 105 | 0 | 0 | 2.133 | 0.62078 | 0 | 0 | 0 | 0 | 0 | 0 | 0.61859 | 0 | 0 | 0.62078
| 106 | 0 | 0 | 1.8795 | 0.60278 | 0 | 0 | 0 | 0 | 0 | 0 | 1.0973 | 0 | 0 | 0.60278
| 107 | 0 | 0 | 2.5268 | 0.58657 | 0 | 0 | 0 | 0 | 0 | 0 | 2.5268 | 0 | 0 | 0.58657
| 108 | 0 | 0 | 1.6782 | 1.2111 | 0 | 0 | 0 | 0 | 0 | 0 | 1.6782 | 0 | 0 | 1.2111
| 109 | 0 | 0 | 3.3866 | 0.8306 | 0 | 0 | 0 | 0 | 0 | 0 | 2.7211 | 0 | 0 | 0.8306
| 110 | 0 | 0 | 3.4433 | 0.89308 | 0 | 0 | 0 | 0 | 0 | 0 | 0 | 0.22272 | 0 | 0.89308
| 111 | 0 | 0 | 3.3983 | 0.94428 | 0 | 0 | 0 | 0 | 0 | 0 | 0 | 0.023973 | 0 | 0.94428
| 112 | 0 | 0 | 2.2691 | 1.4664 | 0 | 0 | 0 | 0 | 0 | 0 | 0 | 1.4813 | 0 | 1.4664
| 113 | 0 | 0 | 2.3089 | 0 | 0 | 0 | 0 | 0 | 0 | 0 | 0 | 0 | 0 | 2.4603
| 114 | 0 | 0 | 2.4136 | 0 | 0 | 0 | 0 | 0 | 0 | 0 | 0 | 0 | 0 | 0.93522
| 115 | 0 | 0 | 2.2607 | 0 | 0 | 0 | 0 | 0 | 0 | 0 | 0 | 0 | 0 | 1.1428
| 116 | 0 | 0 | 2.6672 | 0 | 0 | 0 | 0 | 0 | 0 | 0 | 0 | 0 | 0 | 1.0942
| 117 | 0 | 0 | 2.6876 | 0 | 0 | 0 | 0 | 0 | 0 | 0 | 0 | 0 | 0 | 1.5329
| 118 | 0 | 0 | 2.7005 | 0 | 0 | 0 | 0 | 0 | 0 | 0 | 0 | 0 | 0 | 1.266
| 119 | 0 | 0 | 2.9727 | 1.0303 | 0 | 0 | 0 | 0 | 0 | 0 | 0 | 1.0407 | 0 | 1.0303
| 120 | 10 | 0 | 3.3626 | 0.75867 | 0 | 0 | 0 | 0 | 0 | 0 | 0 | 0.76633 | 0 | 0.75867
| 121 | 0 | 0 | 3.5303 | 0.72646 | 0 | 0 | 0 | 0 | 0 | 0 | 0 | 0.7338 | 0 | 0.72646
| 122 | 0 | 0 | 3.5391 | 0.72867 | 0 | 0 | 0 | 0 | 0 | 0 | 0 | 0.73603 | 0 | 0.72867
| 123 | 0 | 0 | 3.5197 | 0.80699 | 0 | 0 | 0 | 0 | 0 | 0 | 0 | 0.81514 | 0 | 0.80699
| 124 | 0 | 0 | 3.4971 | 0.92737 | 0 | 0 | 0 | 0 | 0 | 0 | 0 | 0.93674 | 0 | 0.92737
| 125 | 0 | 0 | 3.3403 | 0.84744 | 0 | 0 | 0 | 0 | 0 | 0 | 0 | 0.856 | 0 | 0.84744
| 126 | 0 | 0 | 3.2115 | 0 | 0 | 0 | 0 | 0 | 0 | 0 | 0 | 0 | 0 | 0.83706
| 127 | 0 | 0 | 3.2345 | 0 | 0 | 0 | 0 | 0 | 0 | 0 | 0.084664 | 0 | 0 | 0.82355
| 128 | 0 | 0 | 2.8042 | 0 | 0 | 0 | 0 | 0 | 0 | 0 | 2.8042 | 0 | 0 | 0.80197
| 129 | 0 | 0 | 2.6565 | 0 | 0 | 0 | 0 | 0 | 0 | 0 | 2.6565 | 0 | 0 | 0.78351
| 130 | 0 | 0 | 2.437 | 0 | 0 | 0 | 0 | 0 | 0 | 0 | 2.437 | 0 | 0 | 0.74951
| 131 | 0 | 0 | 2.5939 | 0 | 0 | 0 | 0 | 0 | 0 | 0 | 2.5939 | 0 | 0 | 0.83657
| 132 | 0 | 0 | 3.8926 | 1.314 | 0 | 0 | 4.5112 | 0 | 0 | 0 | 3.8926 | 0 | 0 | 1.314
| 133 | 0 | 0 | 3.1598 | 0 | 0 | 0 | 0 | 0 | 0 | 0 | 1.5734 | 0 | 0 | 0.71775
| 134 | 0 | 0 | 3.1594 | 0 | 0 | 0 | 0 | 0 | 0 | 0 | 0.76241 | 0 | 0 | 0.60351
| 135 | 0 | 0 | 3.473 | 0.57772 | 0 | 0 | 2.9975 | 0 | 0 | 0 | 3.473 | 0 | 0 | 0.57772
| 136 | 0 | 0 | 3.1898 | 0 | 0 | 0 | 0 | 0 | 0 | 0 | 2.8707 | 0 | 0 | 0.82418
| 137 | 0 | 0 | 3.2375 | 0 | 0 | 0 | 0 | 0 | 0 | 0 | 3.2375 | 0 | 0 | 1.3737
| 138 | 0 | 10 | 3.6737 | 0 | 0 | 0 | 0 | 0 | 0 | 0 | 3.6737 | 0 | 10 | 1.2373
| 139 | 0 | 0 | 3.6869 | 0 | 0 | 0 | 0 | 0 | 0 | 0 | 3.6869 | 0 | 0 | 1.197
| 140 | 0 | 0 | 3.7734 | 0 | 0 | 0 | 0 | 0 | 0 | 0 | 3.7734 | 0 | 0 | 3.4641
| 141 | 0 | 0 | 3.8847 | 0 | 0 | 0 | 0 | 0 | 0 | 0 | 0 | 0 | 0 | 2.2207
| 142 | 0 | 0 | 3.9532 | 0 | 0 | 0 | 0 | 0 | 0 | 0 | 0 | 0 | 0 | 1.4343
| 143 | 0 | 0 | 4.1522 | 0 | 0 | 0 | 0 | 0 | 0 | 0 | 0 | 0 | 0 | 1.1959
| 144 | 0 | 0 | 4.3432 | 0.82247 | 0 | 0 | 0 | 0 | 0 | 0 | 0 | 0.83078 | 0 | 0.82247
| 145 | 0 | 0 | 4.5441 | 0.81354 | 0 | 0 | 0 | 0 | 0 | 0 | 0 | 0.82176 | 0 | 0.81354
| 146 | 0 | 0 | 4.526 | 0.76935 | 0 | 0 | 0 | 0 | 0 | 0 | 0 | 0.77712 | 0 | 0.76935
| 147 | 0 | 0 | 4.4081 | 0.63301 | 0 | 0 | 0 | 0 | 0 | 0 | 0 | 0.6394 | 0 | 0.63301
| 148 | 0 | 0 | 4.512 | 0.70016 | 0 | 0 | 0 | 0 | 0 | 0 | 0 | 0.70724 | 0 | 0.70016
| 149 | 0 | 0 | 4.5752 | 0.69438 | 0 | 0 | 0 | 0 | 0 | 0 | 0 | 0.7014 | 0 | 0.69438
| 150 | 0 | 0 | 4.542 | 0.82032 | 0 | 0 | 0 | 0 | 0 | 0 | 0 | 0.8286 | 0 | 0.82032
| 151 | 0 | 0 | 4.5228 | 0.78177 | 0 | 0 | 0 | 0 | 0 | 0 | 0 | 0.4463 | 0 | 0.78177
| 152 | 0 | 0 | 4.2749 | 1.2577 | 0 | 0 | 0 | 0 | 0 | 0 | 0 | 0.031334 | 0 | 1.2577
| 153 | 0 | 0 | 4.0198 | 0.79977 | 0 | 0 | 0 | 0 | 0 | 0 | 3.8801 | 0 | 0 | 0.79977
| 154 | 0 | 0 | 3.8869 | 1.0796 | 0 | 0 | 3.3148 | 0 | 0 | 0 | 3.8869 | 0 | 0 | 1.0796
| 155 | 0 | 0 | 3.3374 | 0.94828 | 0 | 0 | 0 | 0 | 0 | 0 | 3.3374 | 0 | 0 | 0.94828
| 156 | 0 | 0 | 3.2463 | 0.94204 | 0 | 0 | 0 | 0 | 0 | 0 | 0.22946 | 0 | 0 | 0.94204
| 157 | 0 | 0 | 3.2546 | 1.0183 | 0 | 0 | 0 | 0 | 0 | 0 | 0 | 0.29947 | 0 | 1.0183
| 158 | 0 | 0 | 3.345 | 0.53987 | 0 | 0 | 0 | 0 | 0 | 0 | 0.59057 | 0 | 0 | 0.53987
| 159 | 0 | 0 | 3.3806 | 0.58009 | 0 | 0 | 0 | 0 | 0 | 0 | 0.53747 | 0 | 0 | 0.58009
| 160 | 0 | 0 | 3.5494 | 0.69198 | 0 | 0 | 0 | 0 | 0 | 0 | 0 | 0.69897 | 0 | 0.69198
| 161 | 0 | 0 | 3.7826 | 0 | 0 | 0 | 0 | 0 | 0 | 0 | 0 | 0 | 0 | 0.93883
| 162 | 0 | 0 | 4.038 | 0 | 0 | 0 | 0 | 0 | 0 | 0 | 0 | 0 | 0 | 1.7708
| 163 | 0 | 0 | 4.0728 | 0 | 0 | 0 | 0 | 0 | 0 | 0 | 3.0003 | 0 | 0 | 1.1103
| 164 | 0 | 0 | 4.0693 | 0 | 0 | 0 | 0 | 0 | 0 | 0 | 0 | 0 | 0 | 0.8421
| 165 | 0 | 0 | 4.0449 | 0 | 0 | 0 | 0 | 0 | 0 | 0 | 0 | 0 | 0 | 1.0104
| 166 | 0 | 0 | 4.0763 | 0 | 0 | 0 | 0 | 0 | 0 | 0 | 0 | 0 | 0 | 0.83187
| 167 | 0 | 0 | 4.2495 | 0 | 0 | 0 | 0 | 0 | 0 | 0 | 0 | 0 | 0 | 0.75325

## ts_th_sources
|  | CombustionHeater: boiler1:ht_flow | CombustionHeater: boiler1:roomheat | CombustionHeater: boiler1:dhw | CombustionHeater: boiler1:ht_flow_high | CombustionHeater: boiler1:air | ThImport: th_air:ht_flow | ThImport: th_air:roomheat | ThImport: th_air:dhw | ThImport: th_air:ht_flow_high | ThImport: th_air:air | ThInertia: th-inertia:ht_flow | ThInertia: th-inertia:roomheat | ThInertia: th-inertia:dhw | ThInertia: th-inertia:ht_flow_high | ThInertia: th-inertia:air | HeatGains: heat_gains:ht_flow | HeatGains: heat_gains:roomheat | HeatGains: heat_gains:dhw | HeatGains: heat_gains:ht_flow_high | HeatGains: heat_gains:air | Heatpump: hp1:ht_flow | Heatpump: hp1:roomheat | Heatpump: hp1:dhw | Heatpump: hp1:ht_flow_high | Heatpump: hp1:air | MultiTempStorage: buffsto1:ht_flow | MultiTempStorage: buffsto1:roomheat | MultiTempStorage: buffsto1:dhw | MultiTempStorage: buffsto1:ht_flow_high | MultiTempStorage: buffsto1:air | Heatpump: ac1:ht_flow | Heatpump: ac1:roomheat | Heatpump: ac1:dhw | Heatpump: ac1:ht_flow_high | Heatpump: ac1:air | DirectElHeater: deh1:ht_flow | DirectElHeater: deh1:roomheat | DirectElHeater: deh1:dhw | DirectElHeater: deh1:ht_flow_high | DirectElHeater: deh1:air | SolarThermal: st1:ht_flow | SolarThermal: st1:roomheat | SolarThermal: st1:dhw | SolarThermal: st1:ht_flow_high | SolarThermal: st1:air | MultiTempStorage: dhwsto1:ht_flow | MultiTempStorage: dhwsto1:roomheat | MultiTempStorage: dhwsto1:dhw | MultiTempStorage: dhwsto1:ht_flow_high | MultiTempStorage: dhwsto1:air | HeatExchanger: th_ht_flow_high-th_roomheat:ht_flow | HeatExchanger: th_ht_flow_high-th_roomheat:roomheat | HeatExchanger: th_ht_flow_high-th_roomheat:dhw | HeatExchanger: th_ht_flow_high-th_roomheat:ht_flow_high | HeatExchanger: th_ht_flow_high-th_roomheat:air | HeatExchanger: th_ht_flow-th_roomheat:ht_flow | HeatExchanger: th_ht_flow-th_roomheat:roomheat | HeatExchanger: th_ht_flow-th_roomheat:dhw | HeatExchanger: th_ht_flow-th_roomheat:ht_flow_high | HeatExchanger: th_ht_flow-th_roomheat:air
summer | 0 | 0 |  | 0 | 0 | [5 empty] | 4.2036 |  | 0 |  |  |  |  | 1.5417 |  |  |  | 5.0999 | 0 | 0 | 0 | 0 | 0 |  |  | 0 |  | 0 | 0 | 0 | 0 | 0 | 0 | 0 | 0 | 0 | 0 | 0 | 0 | 0 | 0 | 0 |  |  | 0 |  |  | 0 | 0 | 0 | 0 | 0 | 0 | 5.0999 | 0 | 0 | 0
| 1 | 0 |  | 0 | 0 | [5 empty] | 1.9266 |  | 0 |  |  |  |  | 1.5417 |  |  |  | 2.3443 | 0 | 0 | 0 | 0 | 0 |  |  | 0 |  | 0 | 0 | 0 | 0 | 0 | 0 | 0 | 0 | 0 | 0 | 0 | 0 | 0 | 0 | 0 |  |  | 0 |  |  | 0 | 0 | 0 | 0 | 0 | 0 | 2.3443 | 0 | 0 | 0
| 2 | 0 |  | 0 | 0 | [5 empty] | 2.671 |  | 0 |  |  |  |  | 1.5417 |  |  |  | 2.8023 | 0 | 0.57569 | 0 | 0 | 0 |  |  | 0 |  | 0 | 0 | 0 | 0 | 0 | 0 | 0 | 0 | 0 | 0 | 0 | 0 | 0 | 0 | 0 |  |  | 0 |  |  | 0 | 0 | 0 | 0 | 0 | 0 | 2.8023 | 0 | 0 | 0
| 3 | 0 |  | 0 | 0 | [5 empty] | 2.5242 |  | 0 |  |  |  |  | 1.5417 |  |  |  | 3.0978 | 0 | 0 | 0 | 0 | 0 |  |  | 0 |  | 0 | 0 | 0 | 0 | 0 | 0 | 0 | 0 | 0 | 0 | 0 | 0 | 0 | 0 | 0 |  |  | 0 |  |  | 0 | 0 | 0 | 0 | 0 | 0 | 3.0978 | 0 | 0 | 0
| 4 | 0 |  | 0 | 0 | [5 empty] | 3.0143 |  | 0 |  |  |  |  | 1.5417 |  |  |  | 3.2308 | 0 | 0.57569 | 0 | 0 | 0 |  |  | 0 |  | 0 | 0 | 0 | 0 | 0 | 0 | 0 | 0 | 0 | 0 | 0 | 0 | 0 | 0 | 0 |  |  | 0 |  |  | 0 | 0 | 0 | 0 | 0 | 0 | 3.2308 | 0 | 0 | 0
| 5 | 0 |  | 0 | 0 | [5 empty] | 1.3361 |  | 0 |  |  |  |  | 5.5722 |  |  |  | 0 | 0 | 2.0143 | 0 | 0 | 0 |  |  | 0 |  | 0 | 0 | 0 | 0 | 0 | 0 | 0 | 0 | 0 | 0 | 0 | 0 | 0 | 0 | 0 |  |  | 0 |  |  | 0 | 0 | 0 | 0 | 0 | 0 | 0 | 0 | 0 | 0
| 6 | 0 |  | 0 | 0 | [5 empty] | 3.3431 |  | 0 |  |  |  |  | 9.9845 |  |  |  | 0 | 0 | 5.014 | 0 | 0 | 0 |  |  | 0 |  | 0 | 0 | 0 | 0 | 0 | 0 | 0 | 0 | 0 | 0 | 0 | 0 | 0 | 0 | 0 |  |  | 0 |  |  | 0 | 0 | 0 | 0 | 0 | 0 | 0 | 0 | 0 | 0
| 7 | 0 |  | 0 | 0 | [5 empty] | 0 |  | 0 |  |  |  |  | 11.0719 |  |  |  | 0 | 0 | 0 | 0 | 0 | 0 |  |  | 0 |  | 0 | 0 | 0 | 0 | 0 | 0 | 0 | 0 | 0 | 0 | 0 | 0 | 0 | 0 | 0 |  |  | 6.8443 |  |  | 0 | 0 | 0 | 0 | 0 | 0 | 0 | 0 | 0 | 0
| 8 | 0 |  | 0 | 0 | [5 empty] | 0.38999 |  | 1.6496 |  |  |  |  | 4.6817 |  |  |  | 0 | 0 | 0.57569 | 0 | 0 | 0 |  |  | 0 |  | 0 | 0 | 0 | 0 | 0 | 0 | 0 | 0 | 0 | 0 | 0 | 0 | 0 | 0 | 0 |  |  | 0 |  |  | 0 | 0 | 0 | 0 | 0 | 0 | 0 | 0 | 0 | 0
| 9 | 0 |  | 0 | 0 | [5 empty] | 0 |  | 0.80844 |  |  |  |  | 4.7989 |  |  |  | 0 | 0 | 0 | 0 | 0 | 0 |  |  | 0 |  | 0 | 0 | 0 | 0 | 0 | 0 | 0 | 0 | 0 | 0 | 0 | 0 | 0 | 0 | 0 |  |  | 0 |  |  | 0 | 0 | 0 | 0 | 0 | 0 | 0 | 0 | 0 | 0
| 10 | 0 |  | 0 | 0 | [5 empty] | 0 |  | 0 |  |  |  |  | 8.8857 |  |  |  | 0 | 0 | 0 | 0 | 0 | 0 |  |  | 0 |  | 0 | 0 | 0 | 0 | 0 | 0 | 0 | 0 | 0 | 0 | 0 | 0 | 0 | 0 | 0 |  |  | 0 |  |  | 0 | 0 | 0 | 0 | 0 | 0 | 0 | 0 | 0 | 0
| 11 | 0 |  | 0 | 0 | [5 empty] | 0.87087 |  | 0 |  |  |  |  | 9.7087 |  |  |  | 0 | 0 | 0 | 1.2511 | 0 | 0 |  |  | 0 |  | 0 | 0 | 0 | 0 | 0 | 0 | 0 | 0 | 0 | 0 | 0 | 0 | 0 | 0 | 0 |  |  | 0 |  |  | 0 | 0 | 0 | 0 | 0 | 0 | 0 | 0 | 0 | 0
| 12 | 0 |  | 0 | 0 | [5 empty] | 1.0695 |  | 0 |  |  |  |  | 9.1078 |  |  |  | 0 | 0 | 1.5352 | 0 | 0 | 0 |  |  | 0 |  | 0 | 0 | 0 | 0 | 0 | 0 | 0 | 0 | 0 | 0 | 0 | 0 | 0 | 0 | 0 |  |  | 0 |  |  | 0 | 0 | 0 | 0 | 0 | 0 | 0 | 0 | 0 | 0
| 13 | 0 |  | 0 | 0 | [5 empty] | 11.5026 |  | 0 |  |  |  |  | 7.3063 |  |  |  | 0 | 0 | 11.4724 | 4.9074 | 0 | 0 |  |  | 0 |  | 0 | 0 | 0 | 0 | 0 | 0 | 0 | 0 | 0 | 0 | 0 | 0 | 0 | 0 | 0 |  |  | 0 |  |  | 0 | 0 | 0 | 0 | 0 | 0 | 0 | 0 | 0 | 0
| 14 | 0 |  | 0 | 0 | [5 empty] | 0.021491 |  | 0 |  |  |  |  | 6.1802 |  |  |  | 0 | 0 | 0 | 0.03073 | 0 | 0 |  |  | 0 |  | 0 | 0 | 0 | 0 | 0 | 0 | 0 | 0 | 0 | 0 | 0 | 0 | 0 | 0 | 0 |  |  | 0 |  |  | 0 | 0 | 0 | 0 | 0 | 0 | 0 | 0 | 0 | 0
| 15 | 0 |  | 0 | 0 | [5 empty] | 0.021454 |  | 0 |  |  |  |  | 5.3002 |  |  |  | 0 | 0 | 0 | 0.03073 | 0 | 0 |  |  | 0 |  | 0 | 0 | 0 | 0 | 0 | 0 | 0 | 0 | 0 | 0 | 0 | 0 | 0 | 0 | 0 |  |  | 0 |  |  | 0 | 0 | 0 | 0 | 0 | 0 | 0 | 0 | 0 | 0
| 16 | 0 |  | 0 | 0 | [5 empty] | 1.2901 |  | 0 |  |  |  |  | 3.0519 |  |  |  | 1.4939 | 0 | 0 | 0.03073 | 0 | 0 |  |  | 0 |  | 0 | 0 | 0 | 0 | 0 | 0 | 0 | 0 | 0 | 0 | 0 | 0 | 0 | 0 | 0 |  |  | 0 |  |  | 0 | 0 | 0 | 0 | 0 | 0 | 1.4939 | 0 | 0 | 0
| 17 | 0 |  | 0 | 0 | [5 empty] | 1.5813 |  | 0 |  |  |  |  | 3.1579 |  |  |  | 1.846 | 0 | 0 | 0.03073 | 0 | 0 |  |  | 0 |  | 0 | 0 | 0 | 0 | 0 | 0 | 0 | 0 | 0 | 0 | 0 | 0 | 0 | 0 | 0 |  |  | 0 |  |  | 0 | 0 | 0 | 0 | 0 | 0 | 1.846 | 0 | 0 | 0
| 18 | 0 |  | 0 | 0 | [5 empty] | 2.8566 |  | 0 |  |  |  |  | 1.8189 |  |  |  | 3.4014 | 0 | 0 | 0 | 0 | 0 |  |  | 0 |  | 0 | 0 | 0 | 0 | 0 | 0 | 0 | 0 | 0 | 0 | 0 | 0 | 0 | 0 | 0 |  |  | 0 |  |  | 0 | 0 | 0 | 0 | 0 | 0 | 3.3968 | 0 | 0 | 0
| 19 | 0 |  | 0 | 0 | [5 empty] | 0.0038396 |  | 4.2725 |  |  |  |  | 1.5417 |  |  |  | 0.0046059 | 0 | 0 | 0 | 0 | 0 |  |  | 0 |  | 0 | 0 | 0 | 0 | 0 | 0 | 0 | 0 | 0 | 0 | 0 | 0 | 0 | 0 | 0 |  |  | 0.57569 |  |  | 0 | 0 | 0 | 0 | 0 | 0 | 0 | 0 | 0 | 0
| 20 | 0 |  | 0 | 0 | [5 empty] | 0 |  | 4.3981 |  |  |  |  | 1.5417 |  |  |  | 0 | 0 | 0 | 0 | 0 | 0 |  |  | 0 |  | 0 | 0 | 0 | 0 | 0 | 0 | 0 | 0 | 0 | 0 | 0 | 0 | 0 | 0 | 0 |  |  | 1.1514 |  |  | 0 | 0 | 0 | 0 | 0 | 0 | 0 | 0 | 0 | 0
| 21 | 0 |  | 0 | 0 | [5 empty] | 2.2148 |  | 1.8082 |  |  |  |  | 1.5417 |  |  |  | 2.6637 | 0 | 0 | 0 | 0 | 0 |  |  | 0 |  | 0 | 0 | 0 | 0 | 0 | 0 | 0 | 0 | 0 | 0 | 0 | 0 | 0 | 0 | 0 |  |  | 0.44776 |  |  | 0 | 0 | 0 | 0 | 0 | 0 | 2.6637 | 0 | 0 | 0
| 22 | 0 |  | 0 | 0 | [5 empty] | 0 |  | 3.6311 |  |  |  |  | 1.5417 |  |  |  | 0 | 0 | 0 | 0 | 0 | 0 |  |  | 1.092 |  | 0 | 0 | 0 | 0 | 0 | 0 | 0 | 0 | 0 | 0 | 0 | 0 | 0 | 0 | 0 |  |  | 0 |  |  | 0 | 1.092 | 0 | 0 | 0 | 0 | 0 | 0 | 0 | 0
| 23 | 0 |  | 0 | 0 | [5 empty] | 0 |  | 0 |  |  |  |  | 1.5417 |  |  |  | 0 | 0 | 0 | 0 | 0 | 0.0088271 |  |  | 4.7587 |  | 0 | 0 | 0 | 0 | 0 | 0 | 0 | 0 | 0 | 0 | 0 | 0 | 0 | 0 | 0 |  |  | 0 |  |  | 0 | 4.7587 | 0 | 0 | 0 | 0 | 0.0088271 | 0 | 0 | 0
| 24 | 0 |  | 0 | 0 | [5 empty] | 0 |  | 0 |  |  |  |  | 1.5417 |  |  |  | 0 | 0 | 0 | 0 | 0 | 0 |  |  | 0 |  | 0 | 0 | 0 | 0 | 0 | 0 | 0 | 0 | 0 | 0 | 0 | 0 | 0 | 0 | 0 |  |  | 0 |  |  | 0 | 0 | 0 | 0 | 0 | 0 | 0 | 0 | 0 | 0
| 25 | 0 |  | 0 | 0 | [5 empty] | 0 |  | 0 |  |  |  |  | 1.5417 |  |  |  | 0 | 0 | 0 | 0 | 0 | 0 |  |  | 0 |  | 0 | 0 | 0 | 0 | 0 | 0 | 0 | 0 | 0 | 0 | 0 | 0 | 0 | 0 | 0 |  |  | 0 |  |  | 0 | 0 | 0 | 0 | 0 | 0 | 0 | 0 | 0 | 0
| 26 | 0 |  | 0 | 0 | [5 empty] | 0 |  | 0 |  |  |  |  | 1.5417 |  |  |  | 0 | 0 | 0 | 0 | 0 | 0 |  |  | 0 |  | 0 | 0 | 0 | 0 | 0 | 0 | 0 | 0 | 0 | 0 | 0 | 0 | 0 | 0 | 0 |  |  | 0 |  |  | 0 | 0 | 0 | 0 | 0 | 0 | 0 | 0 | 0 | 0
| 27 | 0 |  | 0 | 0 | [5 empty] | 0 |  | 0 |  |  |  |  | 1.5417 |  |  |  | 0 | 0 | 0 | 0 | 0 | 0 |  |  | 0 |  | 0 | 0 | 0 | 0 | 0 | 0 | 0 | 0 | 0 | 0 | 0 | 0 | 0 | 0 | 0 |  |  | 0 |  |  | 0 | 0 | 0 | 0 | 0 | 0 | 0 | 0 | 0 | 0
| 28 | 0 |  | 0 | 0 | [5 empty] | 0 |  | 0 |  |  |  |  | 1.5417 |  |  |  | 0 | 0 | 0 | 0 | 0 | 0 |  |  | 0 |  | 0 | 0 | 0 | 0 | 0 | 0 | 0 | 0 | 0 | 0 | 0 | 0 | 0 | 0 | 0 |  |  | 0 |  |  | 0 | 0 | 0 | 0 | 0 | 0 | 0 | 0 | 0 | 0
| 29 | 0 |  | 0 | 0 | [5 empty] | 0 |  | 0 |  |  |  |  | 2.6777 |  |  |  | 0 | 0 | 0 | 0 | 0 | 0 |  |  | 0 |  | 0 | 0 | 0 | 0 | 0 | 0 | 0 | 0 | 0 | 0 | 0 | 0 | 0 | 0 | 0 |  |  | 0.51172 |  |  | 0 | 0 | 0 | 0 | 0 | 0 | 0 | 0 | 0 | 0
| 30 | 0 |  | 0 | 0 | [5 empty] | 0 |  | 0 |  |  |  |  | 7.5234 |  |  |  | 0 | 0 | 0 | 0 | 0 | 0 |  |  | 0 |  | 0 | 0 | 0 | 0 | 0 | 0 | 0 | 0 | 0 | 0 | 0 | 0 | 0 | 0 | 0 |  |  | 0.51172 |  |  | 0 | 0 | 0 | 0 | 0 | 0 | 0 | 0 | 0 | 0
| 31 | 0 |  | 0 | 0 | [5 empty] | 0 |  | 0 |  |  |  |  | 11.4294 |  |  |  | 0 | 0 | 0 | 0 | 0 | 0 |  |  | 0 |  | 0 | 0 | 0 | 0 | 0 | 0 | 0 | 0 | 0 | 0 | 0 | 0 | 0 | 0 | 0 |  |  | 5.9487 |  |  | 0 | 0 | 0 | 0 | 0 | 0 | 0 | 0 | 0 | 0
| 32 | 0 |  | 0 | 0 | [5 empty] | 0 |  | 0 |  |  |  |  | 12.5154 |  |  |  | 0 | 0 | 0 | 0 | 0 | 0 |  |  | 0 |  | 0 | 0 | 0 | 0 | 0 | 0 | 0 | 0 | 0 | 0 | 0 | 0 | 0 | 0 | 0 |  |  | 0.44776 |  |  | 0 | 0 | 0 | 0 | 0 | 0 | 0 | 0 | 0 | 0
| 33 | 0 |  | 0 | 0 | [5 empty] | 0 |  | 0 |  |  |  |  | 12.0701 |  |  |  | 0 | 0 | 0 | 0 | 0 | 0 |  |  | 0 |  | 0 | 0 | 0 | 0 | 0 | 0 | 0 | 0 | 0 | 0 | 0 | 0 | 0 | 0 | 0 |  |  | 0 |  |  | 0 | 0 | 0 | 0 | 0 | 0 | 0 | 0 | 0 | 0
| 34 | 0 |  | 0 | 0 | [5 empty] | 0.41385 |  | 0 |  |  |  |  | 10.1263 |  |  |  | 0 | 0 | 0.57569 | 0 | 0 | 0 |  |  | 0 |  | 0 | 0 | 0 | 0 | 0 | 0 | 0 | 0 | 0 | 0 | 0 | 0 | 0 | 0 | 0 |  |  | 0 |  |  | 0 | 0 | 0 | 0 | 0 | 0 | 0 | 0 | 0 | 0
| 35 | 0 |  | 0 | 0 | [5 empty] | 3.4964 |  | 0 |  |  |  |  | 9.8678 |  |  |  | 0 | 0 | 4.834 | 0 | 0 | 0 |  |  | 0 |  | 0 | 0 | 0 | 0 | 0 | 0 | 0 | 0 | 0 | 0 | 0 | 0 | 0 | 0 | 0 |  |  | 0 |  |  | 0 | 0 | 0 | 0 | 0 | 0 | 0 | 0 | 0 | 0
| 36 | 0 |  | 0 | 0 | [5 empty] | 13.2011 |  | 0 |  |  |  |  | 8.8275 |  |  |  | 0 | 0 | 18.1993 | 0 | 0 | 0 |  |  | 0 |  | 0 | 0 | 0 | 0 | 0 | 0 | 0 | 0 | 0.13019 | 0 | 0 | 0 | 0 | 0 | 0 |  |  | 0 |  |  | 0 | 0 | 0 | 0 | 0 | 0 | 0 | 0 | 0 | 0
| 37 | 0 |  | 0 | 0 | [5 empty] | 4.3676 |  | 0 |  |  |  |  | 6.3156 |  |  |  | 0 | 0 | 0 | 6.0165 | 0 | 0 |  |  | 0 |  | 0 | 0 | 0 | 0 | 0 | 0 | 0 | 0.092018 | 0 | 0 | 0 | 0 | 0 | 0 | 0 |  |  | 0 |  |  | 0 | 0 | 0 | 0 | 0 | 0 | 0 | 0 | 0 | 0
| 38 | 0 |  | 0 | 0 | [5 empty] | 0.08894 |  | 0 |  |  |  |  | 6.198 |  |  |  | 0 | 0 | 0.092018 | 0.03073 | 0 | 0 |  |  | 0 |  | 0 | 0 | 0 | 0 | 0 | 0 | 0 | 0 | 0 | 0 | 0 | 0 | 0 | 0 | 0 |  |  | 0 |  |  | 0 | 0 | 0 | 0 | 0 | 0 | 0 | 0 | 0 | 0
| 39 | 0 |  | 0 | 0 | [5 empty] | 0.088907 |  | 0 |  |  |  |  | 6.1423 |  |  |  | 0 | 0 | 0.092018 | 0.03073 | 0 | 0 |  |  | 0 |  | 0 | 0 | 0 | 0 | 0 | 0 | 0 | 0 | 0 | 0 | 0 | 0 | 0 | 0 | 0 |  |  | 0 |  |  | 0 | 0 | 0 | 0 | 0 | 0 | 0 | 0 | 0 | 0
| 40 | 0 |  | 0 | 0 | [5 empty] | 0.55094 |  | 0 |  |  |  |  | 4.5887 |  |  |  | 0 | 0 | 0.73167 | 0.03073 | 0 | 0 |  |  | 0 |  | 0 | 0 | 0 | 0 | 0 | 0 | 0 | 0 | 0 | 0 | 0 | 0 | 0 | 0 | 0 |  |  | 0 |  |  | 0 | 0 | 0 | 0 | 0 | 0 | 0 | 0 | 0 | 0
| 41 | 0 |  | 0 | 0 | [5 empty] | 0.50248 |  | 0 |  |  |  |  | 3.3272 |  |  |  | 0 | 0 | 0.6677 | 0.03073 | 0 | 0 |  |  | 0 |  | 0 | 0 | 0 | 0 | 0 | 0 | 0 | 0 | 0 | 0 | 0 | 0 | 0 | 0 | 0 |  |  | 0 |  |  | 0 | 0 | 0 | 0 | 0 | 0 | 0 | 0 | 0 | 0
| 42 | 0 |  | 0 | 0 | [5 empty] | 0 |  | 0 |  |  |  |  | 2.1445 |  |  |  | 0 | 0 | 0 | 0 | 0 | 0 |  |  | 0 |  | 0 | 0 | 0 | 0 | 0 | 0 | 0 | 0 | 0 | 0 | 0 | 0 | 0 | 0 | 0 |  |  | 1.1514 |  |  | 0 | 0 | 0 | 0 | 0 | 0 | 0 | 0 | 0 | 0
| 43 | 0 |  | 0 | 0 | [5 empty] | 0 |  | 0 |  |  |  |  | 1.5417 |  |  |  | 0 | 0 | 0 | 0 | 0 | 0 |  |  | 0 |  | 0 | 0 | 0 | 0 | 0 | 0 | 0 | 0 | 0 | 0 | 0 | 0 | 0 | 0 | 0 |  |  | 1.2793 |  |  | 0 | 0 | 0 | 0 | 0 | 0 | 0 | 0 | 0 | 0
| 44 | 0 |  | 0 | 0 | [5 empty] | 0 |  | 0 |  |  |  |  | 1.5417 |  |  |  | 0 | 0 | 0 | 0 | 0 | 0 |  |  | 0 |  | 0 | 0 | 0 | 0 | 0 | 0 | 0 | 0 | 0 | 0 | 0 | 0 | 0 | 0 | 0 |  |  | 0.51172 |  |  | 0 | 0 | 0 | 0 | 0 | 0 | 0 | 0 | 0 | 0
| 45 | 0 |  | 0 | 0 | [5 empty] | 0 |  | 0 |  |  |  |  | 1.5417 |  |  |  | 0 | 0 | 0 | 0 | 0 | 0 |  |  | 0 |  | 0 | 0 | 0 | 0 | 0 | 0 | 0 | 0 | 0 | 0 | 0 | 0 | 0 | 0 | 0 |  |  | 0 |  |  | 0 | 0 | 0 | 0 | 0 | 0 | 0 | 0 | 0 | 0
| 46 | 0 |  | 0 | 0 | [5 empty] | 0 |  | 0 |  |  |  |  | 1.5417 |  |  |  | 0 | 0 | 0 | 0 | 0 | 0 |  |  | 0 |  | 0 | 0 | 0 | 0 | 0 | 0 | 0 | 0 | 0 | 0 | 0 | 0 | 0 | 0 | 0 |  |  | 0 |  |  | 0 | 0 | 0 | 0 | 0 | 0 | 0 | 0 | 0 | 0
| 47 | 0 |  | 0 | 0 | [5 empty] | 0 |  | 0 |  |  |  |  | 1.5417 |  |  |  | 0 | 0 | 0 | 0 | 0 | 0 |  |  | 0 |  | 0 | 0 | 0 | 0 | 0 | 0 | 0 | 0 | 0 | 0 | 0 | 0 | 0 | 0 | 0 |  |  | 0 |  |  | 0 | 0 | 0 | 0 | 0 | 0 | 0 | 0 | 0 | 0
| 48 | 0 |  | 0 | 0 | [5 empty] | 0 |  | 3.6445 |  |  |  |  | 1.5417 |  |  |  | 0 | 0 | 0 | 0 | 0 | 0 |  |  | 0 |  | 0 | 0 | 0 | 0 | 0 | 0 | 0 | 0 | 0 | 0 | 0 | 0 | 0 | 0 | 0 |  |  | 0 |  |  | 0 | 0 | 0 | 0 | 0 | 0 | 0 | 0 | 0 | 0
| 49 | 0 |  | 0 | 0 | [5 empty] | 0 |  | 1.1918 |  |  |  |  | 1.5417 |  |  |  | 0 | 0 | 0 | 0 | 0 | 0 |  |  | 0 |  | 0 | 0 | 0 | 0 | 0 | 0 | 0 | 0 | 0 | 0 | 0 | 0 | 0 | 0 | 0 |  |  | 0 |  |  | 0 | 0 | 0 | 0 | 0 | 0 | 0 | 0 | 0 | 0
| 50 | 0 |  | 0 | 0 | [5 empty] | 0 |  | 1.5243 |  |  |  |  | 1.5417 |  |  |  | 0 | 0 | 0 | 0 | 0 | 0 |  |  | 0 |  | 0 | 0 | 0 | 0 | 0 | 0 | 0 | 0 | 0 | 0 | 0 | 0 | 0 | 0 | 0 |  |  | 0 |  |  | 0 | 0 | 0 | 0 | 0 | 0 | 0 | 0 | 0 | 0
| 51 | 0 |  | 0 | 0 | [5 empty] | 0 |  | 1.3248 |  |  |  |  | 1.5417 |  |  |  | 0 | 0 | 0 | 0 | 0 | 0 |  |  | 0 |  | 0 | 0 | 0 | 0 | 0 | 0 | 0 | 0 | 0 | 0 | 0 | 0 | 0 | 0 | 0 |  |  | 0 |  |  | 0 | 0 | 0 | 0 | 0 | 0 | 0 | 0 | 0 | 0
| 52 | 0 |  | 0 | 0 | [5 empty] | 0 |  | 1.1401 |  |  |  |  | 1.5417 |  |  |  | 0 | 0 | 0 | 0 | 0 | 0 |  |  | 0 |  | 0 | 0 | 0 | 0 | 0 | 0 | 0 | 0 | 0 | 0 | 0 | 0 | 0 | 0 | 0 |  |  | 0 |  |  | 0 | 0 | 0 | 0 | 0 | 0 | 0 | 0 | 0 | 0
| 53 | 0 |  | 0 | 0 | [5 empty] | 0 |  | 0.56694 |  |  |  |  | 1.7528 |  |  |  | 0 | 0 | 0 | 0 | 0 | 0 |  |  | 0 |  | 0 | 0 | 0 | 0 | 0 | 0 | 0 | 0 | 0 | 0 | 0 | 0 | 0 | 0 | 0 |  |  | 0 |  |  | 0 | 0 | 0 | 0 | 0 | 0 | 0 | 0 | 0 | 0
| 54 | 0 |  | 0 | 0 | [5 empty] | 0 |  | 2.4501 |  |  |  |  | 2.5218 |  |  |  | 0 | 0 | 0 | 0 | 0 | 0 |  |  | 0 |  | 0 | 0 | 0 | 0 | 0 | 0 | 0 | 0 | 0 | 0 | 0 | 0 | 0 | 0 | 0 |  |  | 0 |  |  | 0 | 0 | 0 | 0 | 0 | 0 | 0 | 0 | 0 | 0
| 55 | 0 |  | 0 | 0 | [5 empty] | 0 |  | 2.0322 |  |  |  |  | 2.5218 |  |  |  | 0 | 0 | 0 | 0 | 0 | 0 |  |  | 0.22583 |  | 0 | 0 | 0 | 0 | 0 | 0 | 0 | 0 | 0 | 0 | 0 | 0 | 0 | 0 | 0 |  |  | 8.5713 |  |  | 0 | 0.22583 | 0 | 0 | 0 | 0 | 0 | 0 | 0 | 0
| 56 | 0 |  | 0 | 0 | [5 empty] | 0.54336 |  | 0 |  |  |  |  | 3.1476 |  |  |  | 0.63493 | 0 | 0 | 0 | 0 | 0 |  |  | 0 |  | 0 | 0 | 0 | 0 | 0 | 0 | 0 | 0 | 0 | 0 | 0 | 0 | 0 | 0 | 0 |  |  | 0 |  |  | 0 | 0 | 0 | 0 | 0 | 0 | 0.63493 | 0 | 0 | 0
| 57 | 0 |  | 0 | 0 | [5 empty] | 0 |  | 0 |  |  |  |  | 4.617 |  |  |  | 0 | 0 | 0 | 0 | 0 | 0 |  |  | 0 |  | 0 | 0 | 0 | 0 | 0 | 0 | 0 | 0 | 0 | 0 | 0 | 0 | 0 | 0 | 0 |  |  | 0 |  |  | 0 | 0 | 0 | 0 | 0 | 0 | 0 | 0 | 0 | 0
| 58 | 0 |  | 0 | 0 | [5 empty] | 0 |  | 0 |  |  |  |  | 3.6771 |  |  |  | 0 | 0 | 0 | 0 | 0 | 0 |  |  | 0 |  | 0 | 0 | 0 | 0 | 0 | 0 | 0 | 0 | 0 | 0 | 0 | 0 | 0 | 0 | 0 |  |  | 0 |  |  | 0 | 0 | 0 | 0 | 0 | 0 | 0 | 0 | 0 | 0
| 59 | 0 |  | 0 | 0 | [5 empty] | 0 |  | 0 |  |  |  |  | 8.259 |  |  |  | 0 | 0 | 0 | 0 | 0 | 0 |  |  | 0 |  | 0 | 0 | 0 | 0 | 0 | 0 | 0 | 0 | 0 | 0 | 0 | 0 | 0 | 0 | 0 |  |  | 0.51172 |  |  | 0 | 0 | 0 | 0 | 0 | 0 | 0 | 0 | 0 | 0
| 60 | 0 |  | 0 | 0 | [5 empty] | 1.5008 |  | 0 |  |  |  |  | 7.2697 |  |  |  | 0 | 0 | 2.1108 | 0 | 0 | 0 |  |  | 0 |  | 0 | 0 | 0 | 0 | 0 | 0 | 0 | 0 | 0 | 0 | 0 | 0 | 0 | 0 | 0 |  |  | 0 |  |  | 0 | 0 | 0 | 0 | 0 | 0 | 0 | 0 | 0 | 0
| 61 | 0 |  | 0 | 0 | [5 empty] | 9.7172 |  | 0 |  |  |  |  | 7.3462 |  |  |  | 0.14413 | 0 | 13.3939 | 0 | 0 | 0 |  |  | 0 |  | 0 | 0 | 0 | 0 | 0 | 0 | 0 | 0 | 0 | 0 | 0 | 0 | 0 | 0 | 0 |  |  | 0 |  |  | 0 | 0 | 0 | 0 | 0 | 0 | 0 | 0 | 0 | 0
| 62 | 0 |  | 0 | 0 | [5 empty] | 0 |  | 0 |  |  |  |  | 3.094 |  |  |  | 0 | 0 | 0 | 0 | 0 | 0 |  |  | 0 |  | 0 | 0 | 0 | 0 | 0 | 0 | 0 | 0 | 0 | 0 | 0 | 0 | 0 | 0 | 0 |  |  | 0 |  |  | 0 | 0 | 0 | 0 | 0 | 0 | 0 | 0 | 0 | 0
| 63 | 0 |  | 0 | 0 | [5 empty] | 0.0074774 |  | 0 |  |  |  |  | 2.9541 |  |  |  | 0.0086145 | 0 | 0 | 0 | 0 | 0 |  |  | 0 |  | 0 | 0 | 0 | 0 | 0 | 0 | 0 | 0 | 0 | 0 | 0 | 0 | 0 | 0 | 0 |  |  | 0 |  |  | 0 | 0 | 0 | 0 | 0 | 0 | 0 | 0 | 0 | 0
| 64 | 0 |  | 0 | 0 | [5 empty] | 0.0037418 |  | 0 |  |  |  |  | 2.6324 |  |  |  | 0.004318 | 0 | 0 | 0 | 0 | 0 |  |  | 0 |  | 0 | 0 | 0 | 0 | 0 | 0 | 0 | 0 | 0 | 0 | 0 | 0 | 0 | 0 | 0 |  |  | 0 |  |  | 0 | 0 | 0 | 0 | 0 | 0 | 0 | 0 | 0 | 0
| 65 | 0 |  | 0 | 0 | [5 empty] | 0 |  | 0.67979 |  |  |  |  | 2.2827 |  |  |  | 0 | 0 | 0 | 0 | 0 | 0 |  |  | 0 |  | 0 | 0 | 0 | 0 | 0 | 0 | 0 | 0 | 0 | 0 | 0 | 0 | 0 | 0 | 0 |  |  | 1.0234 |  |  | 0 | 0 | 0 | 0 | 0 | 0 | 0 | 0 | 0 | 0
| 66 | 0 |  | 0 | 0 | [5 empty] | 0 |  | 2.1083 |  |  |  |  | 1.6816 |  |  |  | 0 | 0 | 0 | 0 | 0 | 0 |  |  | 0 |  | 0 | 0 | 0 | 0 | 0 | 0 | 0 | 0 | 0 | 0 | 0 | 0 | 0 | 0 | 0 |  |  | 0.70362 |  |  | 0 | 0 | 0 | 0 | 0 | 0 | 0 | 0 | 0 | 0
| 67 | 0 |  | 0 | 0 | [5 empty] | 0 |  | 2.4256 |  |  |  |  | 1.5417 |  |  |  | 0 | 0 | 0 | 0 | 0 | 0 |  |  | 0 |  | 0 | 0 | 0 | 0 | 0 | 0 | 0 | 0 | 0 | 0 | 0 | 0 | 0 | 0 | 0 |  |  | 3.1343 |  |  | 0 | 0 | 0 | 0 | 0 | 0 | 0 | 0 | 0 | 0
| 68 | 0 |  | 0 | 0 | [5 empty] | 0 |  | 2.9501 |  |  |  |  | 1.5417 |  |  |  | 0 | 0 | 0 | 0 | 0 | 0 |  |  | 0 |  | 0 | 0 | 0 | 0 | 0 | 0 | 0 | 0 | 0 | 0 | 0 | 0 | 0 | 0 | 0 |  |  | 0 |  |  | 0 | 0 | 0 | 0 | 0 | 0 | 0 | 0 | 0 | 0
| 69 | 0 |  | 0 | 0 | [5 empty] | 0 |  | 3.386 |  |  |  |  | 1.5417 |  |  |  | 0 | 0 | 0 | 0 | 0 | 0 |  |  | 0 |  | 0 | 0 | 0 | 0 | 0 | 0 | 0 | 0 | 0 | 0 | 0 | 0 | 0 | 0 | 0 |  |  | 1.2153 |  |  | 0 | 0 | 0 | 0 | 0 | 0 | 0 | 0 | 0 | 0
| 70 | 0 |  | 0 | 0 | [5 empty] | 0 |  | 2.3986 |  |  |  |  | 1.5417 |  |  |  | 0 | 0 | 0 | 0 | 0 | 0.14729 |  |  | 1.0765 |  | 0 | 0 | 0 | 0 | 0 | 0 | 0 | 0 | 0 | 0 | 0 | 0 | 0 | 0 | 0 |  |  | 0 |  |  | 0 | 1.0765 | 0 | 0 | 0 | 0 | 0.14729 | 0 | 0 | 0
| 71 | 0 |  | 0 | 0 | [5 empty] | 0 |  | 0 |  |  |  |  | 1.5417 |  |  |  | 0 | 0 | 0 | 0 | 0 | 0 |  |  | 3.9031 |  | 0 | 0 | 0 | 0 | 0 | 0 | 0 | 0 | 0 | 0 | 0 | 0 | 0 | 0 | 0 |  |  | 0 |  |  | 0 | 3.9031 | 0 | 0 | 0 | 0 | 0 | 0 | 0 | 0
| 72 | 0 |  | 0 | 0 | [5 empty] | 0 |  | 0 |  |  |  |  | 1.5417 |  |  |  | 0 | 0 | 0 | 0 | 0 | 0 |  |  | 0 |  | 0 | 0 | 0 | 0 | 0 | 0 | 0 | 0 | 0 | 0 | 0 | 0 | 0 | 0 | 0 |  |  | 0.44776 |  |  | 0 | 0 | 0 | 0 | 0 | 0 | 0 | 0 | 0 | 0
| 73 | 0 |  | 0 | 0 | [5 empty] | 0 |  | 0 |  |  |  |  | 1.5417 |  |  |  | 0 | 0 | 0 | 0 | 0 | 0 |  |  | 0 |  | 0 | 0 | 0 | 0 | 0 | 0 | 0 | 0 | 0 | 0 | 0 | 0 | 0 | 0 | 0 |  |  | 0 |  |  | 0 | 0 | 0 | 0 | 0 | 0 | 0 | 0 | 0 | 0
| 74 | 0 |  | 0 | 0 | [5 empty] | 0 |  | 0 |  |  |  |  | 1.5417 |  |  |  | 0 | 0 | 0 | 0 | 0 | 0 |  |  | 0 |  | 0 | 0 | 0 | 0 | 0 | 0 | 0 | 0 | 0 | 0 | 0 | 0 | 0 | 0 | 0 |  |  | 0 |  |  | 0 | 0 | 0 | 0 | 0 | 0 | 0 | 0 | 0 | 0
| 75 | 0 |  | 0 | 0 | [5 empty] | 0 |  | 0 |  |  |  |  | 1.5417 |  |  |  | 0 | 0 | 0 | 0 | 0 | 0 |  |  | 0 |  | 0 | 0 | 0 | 0 | 0 | 0 | 0 | 0 | 0 | 0 | 0 | 0 | 0 | 0 | 0 |  |  | 0 |  |  | 0 | 0 | 0 | 0 | 0 | 0 | 0 | 0 | 0 | 0
| 76 | 0 |  | 0 | 0 | [5 empty] | 0 |  | 0 |  |  |  |  | 1.5417 |  |  |  | 0 | 0 | 0 | 0 | 0 | 0 |  |  | 0 |  | 0 | 0 | 0 | 0 | 0 | 0 | 0 | 0 | 0 | 0 | 0 | 0 | 0 | 0 | 0 |  |  | 0 |  |  | 0 | 0 | 0 | 0 | 0 | 0 | 0 | 0 | 0 | 0
| 77 | 0 |  | 0 | 0 | [5 empty] | 0 |  | 0 |  |  |  |  | 2.8628 |  |  |  | 0 | 0 | 0 | 0 | 0 | 0 |  |  | 0 |  | 0 | 0 | 0 | 0 | 0 | 0 | 0 | 0 | 0 | 0 | 0 | 0 | 0 | 0 | 0 |  |  | 0 |  |  | 0 | 0 | 0 | 0 | 0 | 0 | 0 | 0 | 0 | 0
| 78 | 0 |  | 0 | 0 | [5 empty] | 0 |  | 0 |  |  |  |  | 9.5518 |  |  |  | 0 | 0 | 0 | 0 | 0 | 0 |  |  | 0 |  | 0 | 0 | 0 | 0 | 0 | 0 | 0 | 0 | 0 | 0 | 0 | 0 | 0 | 0 | 0 |  |  | 0 |  |  | 0 | 0 | 0 | 0 | 0 | 0 | 0 | 0 | 0 | 0
| 79 | 0 |  | 0 | 0 | [5 empty] | 0 |  | 0 |  |  |  |  | 12.2777 |  |  |  | 0 | 0 | 0 | 0 | 0 | 0 |  |  | 0 |  | 0 | 0 | 0 | 0 | 0 | 0 | 0 | 0 | 0 | 0 | 0 | 0 | 0 | 0 | 0 |  |  | 10.2344 |  |  | 0 | 0 | 0 | 0 | 0 | 0 | 0 | 0 | 0 | 0
| 80 | 0 |  | 0 | 0 | [5 empty] | 0.26999 |  | 0 |  |  |  |  | 12.3434 |  |  |  | 0 | 0 | 0.38379 | 0 | 0 | 0 |  |  | 0 |  | 0 | 0 | 0 | 0 | 0 | 0 | 0 | 0 | 0 | 0 | 0 | 0 | 0 | 0 | 0 |  |  | 0 |  |  | 0 | 0 | 0 | 0 | 0 | 0 | 0 | 0 | 0 | 0
| 81 | 0 |  | 0 | 0 | [5 empty] | 0.31912 |  | 0 |  |  |  |  | 11.985 |  |  |  | 0 | 0 | 0.44776 | 0 | 0 | 0 |  |  | 0 |  | 0 | 0 | 0 | 0 | 0 | 0 | 0 | 0 | 0 | 0 | 0 | 0 | 0 | 0 | 0 |  |  | 0 |  |  | 0 | 0 | 0 | 0 | 0 | 0 | 0 | 0 | 0 | 0
| 82 | 0 |  | 0 | 0 | [5 empty] | 0.32206 |  | 0 |  |  |  |  | 11.1786 |  |  |  | 0 | 0 | 0.44776 | 0 | 0 | 0 |  |  | 0 |  | 0 | 0 | 0 | 0 | 0 | 0 | 0 | 0 | 0 | 0 | 0 | 0 | 0 | 0 | 0 |  |  | 0 |  |  | 0 | 0 | 0 | 0 | 0 | 0 | 0 | 0 | 0 | 0
| 83 | 0 |  | 0 | 0 | [5 empty] | 0.46361 |  | 0 |  |  |  |  | 9.8969 |  |  |  | 0 | 0 | 0.63965 | 0 | 0 | 0 |  |  | 0 |  | 0 | 0 | 0 | 0 | 0 | 0 | 0 | 0 | 0 | 0 | 0 | 0 | 0 | 0 | 0 |  |  | 0 |  |  | 0 | 0 | 0 | 0 | 0 | 0 | 0 | 0 | 0 | 0
| 84 | 0 |  | 0 | 0 | [5 empty] | 2.142 |  | 0 |  |  |  |  | 8.1023 |  |  |  | 0 | 0 | 2.9424 | 0 | 0 | 0 |  |  | 0 |  | 0 | 0 | 0 | 0 | 0 | 0 | 0 | 0 | 0 | 0 | 0 | 0 | 0 | 0 | 0 |  |  | 0 |  |  | 0 | 0 | 0 | 0 | 0 | 0 | 0 | 0 | 0 | 0
| 85 | 0 |  | 0 | 0 | [5 empty] | 0 |  | 0 |  |  |  |  | 6.7106 |  |  |  | 0 | 0 | 0 | 0 | 0 | 0 |  |  | 0 |  | 0 | 0 | 0 | 0 | 0 | 0 | 0 | 0 | 0 | 0 | 0 | 0 | 0 | 0 | 0 |  |  | 0 |  |  | 0 | 0 | 0 | 0 | 0 | 0 | 0 | 0 | 0 | 0
| 86 | 0 |  | 0 | 0 | [5 empty] | 10.1647 |  | 0 |  |  |  |  | 7.6774 |  |  |  | 0 | 0 | 13.8463 | 0 | 0 | 0 |  |  | 0 |  | 0 | 0 | 0 | 0 | 0 | 0 | 0 | 0 | 0 | 0 | 0 | 0 | 0 | 0 | 0 |  |  | 0 |  |  | 0 | 0 | 0 | 0 | 0 | 0 | 0 | 0 | 0 | 0
| 87 | 0 |  | 0 | 0 | [5 empty] | 0 |  | 0 |  |  |  |  | 6.901 |  |  |  | 0 | 0 | 0 | 0 | 0 | 0 |  |  | 0 |  | 0 | 0 | 0 | 0 | 0 | 0 | 0 | 0 | 0 | 0 | 0 | 0 | 0 | 0 | 0 |  |  | 0 |  |  | 0 | 0 | 0 | 0 | 0 | 0 | 0 | 0 | 0 | 0
| 88 | 0 |  | 0 | 0 | [5 empty] | 0 |  | 0 |  |  |  |  | 5.8608 |  |  |  | 0 | 0 | 0 | 0 | 0 | 0 |  |  | 0 |  | 0 | 0 | 0 | 0 | 0 | 0 | 0 | 0 | 0 | 0 | 0 | 0 | 0 | 0 | 0 |  |  | 0 |  |  | 0 | 0 | 0 | 0 | 0 | 0 | 0 | 0 | 0 | 0
| 89 | 0 |  | 0 | 0 | [5 empty] | 0 |  | 0 |  |  |  |  | 4.2283 |  |  |  | 0 | 0 | 0 | 0 | 0 | 0 |  |  | 0 |  | 0 | 0 | 0 | 0 | 0 | 0 | 0 | 0 | 0 | 0 | 0 | 0 | 0 | 0 | 0 |  |  | 0 |  |  | 0 | 0 | 0 | 0 | 0 | 0 | 0 | 0 | 0 | 0
| 90 | 0 |  | 0 | 0 | [5 empty] | 0 |  | 0 |  |  |  |  | 1.9658 |  |  |  | 0 | 0 | 0 | 0 | 0 | 0 |  |  | 0 |  | 0 | 0 | 0 | 0 | 0 | 0 | 0 | 0 | 0 | 0 | 0 | 0 | 0 | 0 | 0 |  |  | 0.57569 |  |  | 0 | 0 | 0 | 0 | 0 | 0 | 0 | 0 | 0 | 0
| 91 | 0 |  | 0 | 0 | [5 empty] | 0 |  | 0 |  |  |  |  | 1.5417 |  |  |  | 0 | 0 | 0 | 0 | 0 | 0 |  |  | 0 |  | 0 | 0 | 0 | 0 | 0 | 0 | 0 | 0 | 0 | 0 | 0 | 0 | 0 | 0 | 0 |  |  | 0 |  |  | 0 | 0 | 0 | 0 | 0 | 0 | 0 | 0 | 0 | 0
| 92 | 0 |  | 0 | 0 | [5 empty] | 0 |  | 0 |  |  |  |  | 1.5417 |  |  |  | 0 | 0 | 0 | 0 | 0 | 0 |  |  | 0 |  | 0 | 0 | 0 | 0 | 0 | 0 | 0 | 0 | 0 | 0 | 0 | 0 | 0 | 0 | 0 |  |  | 0.51172 |  |  | 0 | 0 | 0 | 0 | 0 | 0 | 0 | 0 | 0 | 0
| 93 | 0 |  | 0 | 0 | [5 empty] | 0 |  | 0 |  |  |  |  | 1.5417 |  |  |  | 0 | 0 | 0 | 0 | 0 | 0 |  |  | 0 |  | 0 | 0 | 0 | 0 | 0 | 0 | 0 | 0 | 0 | 0 | 0 | 0 | 0 | 0 | 0 |  |  | 0.57569 |  |  | 0 | 0 | 0 | 0 | 0 | 0 | 0 | 0 | 0 | 0
| 94 | 0 |  | 0 | 0 | [5 empty] | 0 |  | 0 |  |  |  |  | 1.5417 |  |  |  | 0 | 0 | 0 | 0 | 0 | 0 |  |  | 0 |  | 0 | 0 | 0 | 0 | 0 | 0 | 0 | 0 | 0 | 0 | 0 | 0 | 0 | 0 | 0 |  |  | 0 |  |  | 0 | 0 | 0 | 0 | 0 | 0 | 0 | 0 | 0 | 0
| 95 | 0 |  | 0 | 0 | [5 empty] | 0 |  | 0 |  |  |  |  | 1.5417 |  |  |  | 0 | 0 | 0 | 0 | 0 | 0 |  |  | 0 |  | 0 | 0 | 0 | 0 | 0 | 0 | 0 | 0 | 0 | 0 | 0 | 0 | 0 | 0 | 0 |  |  | 0 |  |  | 0 | 0 | 0 | 0 | 0 | 0 | 0 | 0 | 0 | 0
| 96 | 0 |  | 0 | 0 | [5 empty] | 0 |  | 0 |  |  |  |  | 1.5417 |  |  |  | 0 | 0 | 0 | 0 | 0 | 0 |  |  | 0 |  | 0 | 0 | 0 | 0 | 0 | 0 | 0 | 0 | 0 | 0 | 0 | 0 | 0 | 0 | 0 |  |  | 0 |  |  | 0 | 0 | 0 | 0 | 0 | 0 | 0 | 0 | 0 | 0
| 97 | 0 |  | 0 | 0 | [5 empty] | 0 |  | 0 |  |  |  |  | 1.5417 |  |  |  | 0 | 0 | 0 | 0 | 0 | 0 |  |  | 0 |  | 0 | 0 | 0 | 0 | 0 | 0 | 0 | 0 | 0 | 0 | 0 | 0 | 0 | 0 | 0 |  |  | 0.51172 |  |  | 0 | 0 | 0 | 0 | 0 | 0 | 0 | 0 | 0 | 0
| 98 | 0 |  | 0 | 0 | [5 empty] | 0 |  | 0 |  |  |  |  | 1.5417 |  |  |  | 0 | 0 | 0 | 0 | 0 | 0 |  |  | 0 |  | 0 | 0 | 0 | 0 | 0 | 0 | 0 | 0 | 0 | 0 | 0 | 0 | 0 | 0 | 0 |  |  | 0 |  |  | 0 | 0 | 0 | 0 | 0 | 0 | 0 | 0 | 0 | 0
| 99 | 0 |  | 0 | 0 | [5 empty] | 0 |  | 0 |  |  |  |  | 1.5417 |  |  |  | 0 | 0 | 0 | 0 | 0 | 0 |  |  | 0 |  | 0 | 0 | 0 | 0 | 0 | 0 | 0 | 0 | 0 | 0 | 0 | 0 | 0 | 0 | 0 |  |  | 0 |  |  | 0 | 0 | 0 | 0 | 0 | 0 | 0 | 0 | 0 | 0
| 100 | 0 |  | 0 | 0 | [5 empty] | 0 |  | 0 |  |  |  |  | 1.5417 |  |  |  | 0 | 0 | 0 | 0 | 0 | 0 |  |  | 0 |  | 0 | 0 | 0 | 0 | 0 | 0 | 0 | 0 | 0 | 0 | 0 | 0 | 0 | 0 | 0 |  |  | 0 |  |  | 0 | 0 | 0 | 0 | 0 | 0 | 0 | 0 | 0 | 0
| 101 | 0 |  | 0 | 0 | [5 empty] | 0 |  | 0 |  |  |  |  | 7.986 |  |  |  | 0 | 0 | 0 | 0 | 0 | 0 |  |  | 0 |  | 0 | 0 | 0 | 0 | 0 | 0 | 0 | 0 | 0 | 0 | 0 | 0 | 0 | 0 | 0 |  |  | 0 |  |  | 0 | 0 | 0 | 0 | 0 | 0 | 0 | 0 | 0 | 0
| 102 | 0 |  | 0 | 0 | [5 empty] | 0 |  | 0.72234 |  |  |  |  | 10.8836 |  |  |  | 0 | 0 | 0 | 0 | 0 | 0 |  |  | 0 |  | 0 | 0 | 0 | 0 | 0 | 0 | 0 | 0 | 0 | 0 | 0 | 0 | 0 | 0 | 0 |  |  | 0 |  |  | 0 | 0 | 0 | 0 | 0 | 0 | 0 | 0 | 0 | 0
| 103 | 0 |  | 0 | 0 | [5 empty] | 0 |  | 0 |  |  |  |  | 12.3991 |  |  |  | 0 | 0 | 0 | 0 | 0 | 0 |  |  | 0 |  | 0 | 0 | 0 | 0 | 0 | 0 | 0 | 0 | 0 | 0 | 0 | 0 | 0 | 0 | 0 |  |  | 3.9658 |  |  | 0 | 0 | 0 | 0 | 0 | 0 | 0 | 0 | 0 | 0
| 104 | 0 |  | 0 | 0 | [5 empty] | 0 |  | 0 |  |  |  |  | 12.7292 |  |  |  | 0 | 0 | 0 | 0 | 0 | 0 |  |  | 0 |  | 0 | 0 | 0 | 0 | 0 | 0 | 0 | 0 | 0 | 0 | 0 | 0 | 0 | 0 | 0 |  |  | 6.3965 |  |  | 0 | 0 | 0 | 0 | 0 | 0 | 0 | 0 | 0 | 0
| 105 | 0 |  | 0 | 0 | [5 empty] | 0 |  | 0 |  |  |  |  | 14.1105 |  |  |  | 0 | 0 | 0 | 0 | 0 | 0 |  |  | 0 |  | 0 | 0 | 0 | 0 | 0 | 0 | 0 | 0 | 0 | 0 | 0 | 0 | 0 | 0 | 0 |  |  | 0 |  |  | 0 | 0 | 0 | 0 | 0 | 0 | 0 | 0 | 0 | 0
| 106 | 0 |  | 0 | 0 | [5 empty] | 0 |  | 0 |  |  |  |  | 14.838 |  |  |  | 0 | 0 | 0 | 0 | 0 | 0 |  |  | 0 |  | 0 | 0 | 0 | 0 | 0 | 0 | 0 | 0 | 0 | 0 | 0 | 0 | 0 | 0 | 0 |  |  | 0 |  |  | 0 | 0 | 0 | 0 | 0 | 0 | 0 | 0 | 0 | 0
| 107 | 0 |  | 0 | 0 | [5 empty] | 0 |  | 0 |  |  |  |  | 14.6028 |  |  |  | 0 | 0 | 0 | 0 | 0 | 0 |  |  | 0 |  | 0 | 0 | 0 | 0 | 0 | 0 | 0 | 0 | 0 | 0 | 0 | 0 | 0 | 0 | 0 |  |  | 0 |  |  | 0 | 0 | 0 | 0 | 0 | 0 | 0 | 0 | 0 | 0
| 108 | 0 |  | 0 | 0 | [5 empty] | 0.53637 |  | 0 |  |  |  |  | 13.8144 |  |  |  | 0 | 0 | 0.70362 | 0 | 0 | 0 |  |  | 0 |  | 0 | 0 | 0 | 0 | 0 | 0 | 0 | 0 | 0 | 0 | 0 | 0 | 0 | 0 | 0 |  |  | 0 |  |  | 0 | 0 | 0 | 0 | 0 | 0 | 0 | 0 | 0 | 0
| 109 | 0 |  | 0 | 0 | [5 empty] | 0 |  | 0 |  |  |  |  | 12.6607 |  |  |  | 0 | 0 | 0 | 0 | 0 | 0 |  |  | 0 |  | 0 | 0 | 0 | 0 | 0 | 0 | 0 | 0 | 0 | 0 | 0 | 0 | 0 | 0 | 0 |  |  | 0 |  |  | 0 | 0 | 0 | 0 | 0 | 0 | 0 | 0 | 0 | 0
| 110 | 0 |  | 0 | 0 | [5 empty] | 13.3301 |  | 0 |  |  |  |  | 12.8538 |  |  |  | 0 | 0 | 17.3805 | 0 | 0 | 0 |  |  | 0 |  | 0 | 0 | 0 | 0 | 0 | 0 | 0 | 0 | 0 | 0 | 0 | 0 | 0 | 0 | 0 |  |  | 0 |  |  | 0 | 0 | 0 | 0 | 0 | 0 | 0 | 0 | 0 | 0
| 111 | 0 |  | 0 | 0 | [5 empty] | 0 |  | 0 |  |  |  |  | 12.427 |  |  |  | 0 | 0 | 0 | 0 | 0 | 0 |  |  | 0 |  | 0 | 0 | 0 | 0 | 0 | 0 | 0 | 0 | 0 | 0 | 0 | 0 | 0 | 0 | 0 |  |  | 1.4712 |  |  | 0 | 0 | 0 | 0 | 0 | 0 | 0 | 0 | 0 | 0
| 112 | 0 |  | 0 | 0 | [5 empty] | 0 |  | 0 |  |  |  |  | 11.3342 |  |  |  | 0 | 0 | 0 | 0 | 0 | 0 |  |  | 0 |  | 0 | 0 | 0 | 0 | 0 | 0 | 0 | 0 | 0 | 0 | 0 | 0 | 0 | 0 | 0 |  |  | 1.0874 |  |  | 0 | 0 | 0 | 0 | 0 | 0 | 0 | 0 | 0 | 0
| 113 | 0 |  | 0 | 0 | [5 empty] | 0 |  | 0 |  |  |  |  | 9.1764 |  |  |  | 0 | 0 | 0 | 0 | 0 | 0 |  |  | 0 |  | 0 | 0 | 0 | 0 | 0 | 0 | 0 | 0 | 0 | 0 | 0 | 0 | 0 | 0 | 0 |  |  | 0 |  |  | 0 | 0 | 0 | 0 | 0 | 0 | 0 | 0 | 0 | 0
| 114 | 0 |  | 0 | 0 | [5 empty] | 0 |  | 0 |  |  |  |  | 5.2835 |  |  |  | 0 | 0 | 0 | 0 | 0 | 0 |  |  | 0 |  | 0 | 0 | 0 | 0 | 0 | 0 | 0 | 0 | 0 | 0 | 0 | 0 | 0 | 0 | 0 |  |  | 0 |  |  | 0 | 0 | 0 | 0 | 0 | 0 | 0 | 0 | 0 | 0
| 115 | 0 |  | 0 | 0 | [5 empty] | 0 |  | 0 |  |  |  |  | 3.223 |  |  |  | 0 | 0 | 0 | 0 | 0 | 0 |  |  | 0 |  | 0 | 0 | 0 | 0 | 0 | 0 | 0 | 0 | 0 | 0 | 0 | 0 | 0 | 0 | 0 |  |  | 0 |  |  | 0 | 0 | 0 | 0 | 0 | 0 | 0 | 0 | 0 | 0
| 116 | 0 |  | 0 | 0 | [5 empty] | 0 |  | 0 |  |  |  |  | 1.5417 |  |  |  | 0 | 0 | 0 | 0 | 0 | 0 |  |  | 0 |  | 0 | 0 | 0 | 0 | 0 | 0 | 0 | 0 | 0 | 0 | 0 | 0 | 0 | 0 | 0 |  |  | 0.83154 |  |  | 0 | 0 | 0 | 0 | 0 | 0 | 0 | 0 | 0 | 0
| 117 | 0 |  | 0 | 0 | [5 empty] | 0 |  | 0 |  |  |  |  | 1.5417 |  |  |  | 0 | 0 | 0 | 0 | 0 | 0 |  |  | 0 |  | 0 | 0 | 0 | 0 | 0 | 0 | 0 | 0 | 0 | 0 | 0 | 0 | 0 | 0 | 0 |  |  | 0.76758 |  |  | 0 | 0 | 0 | 0 | 0 | 0 | 0 | 0 | 0 | 0
| 118 | 0 |  | 0 | 0 | [5 empty] | 0 |  | 0 |  |  |  |  | 1.5417 |  |  |  | 0 | 0 | 0 | 0 | 0 | 0 |  |  | 0 |  | 0 | 0 | 0 | 0 | 0 | 0 | 0 | 0 | 0 | 0 | 0 | 0 | 0 | 0 | 0 |  |  | 1.2153 |  |  | 0 | 0 | 0 | 0 | 0 | 0 | 0 | 0 | 0 | 0
| 119 | 0 |  | 0 | 0 | [5 empty] | 0 |  | 0 |  |  |  |  | 1.5417 |  |  |  | 0 | 0 | 0 | 0 | 0 | 0 |  |  | 0 |  | 0 | 0 | 0 | 0 | 0 | 0 | 0 | 0 | 0 | 0 | 0 | 0 | 0 | 0 | 0 |  |  | 0 |  |  | 0 | 0 | 0 | 0 | 0 | 0 | 0 | 0 | 0 | 0
| 120 | 0 |  | 0 | 0 | [5 empty] | 0 |  | 0 |  |  |  |  | 1.5417 |  |  |  | 0 | 0 | 0 | 0 | 0 | 0 |  |  | 0 |  | 0 | 0 | 0 | 0 | 0 | 0 | 0 | 0 | 0 | 0 | 0 | 0 | 0 | 0 | 0 |  |  | 0 |  |  | 0 | 0 | 0 | 0 | 0 | 0 | 0 | 0 | 0 | 0
| 121 | 0 |  | 0 | 0 | [5 empty] | 0 |  | 0 |  |  |  |  | 1.5417 |  |  |  | 0 | 0 | 0 | 0 | 0 | 0 |  |  | 0 |  | 0 | 0 | 0 | 0 | 0 | 0 | 0 | 0 | 0 | 0 | 0 | 0 | 0 | 0 | 0 |  |  | 0 |  |  | 0 | 0 | 0 | 0 | 0 | 0 | 0 | 0 | 0 | 0
| 122 | 0 |  | 0 | 0 | [5 empty] | 0 |  | 0 |  |  |  |  | 1.5417 |  |  |  | 0 | 0 | 0 | 0 | 0 | 0 |  |  | 0 |  | 0 | 0 | 0 | 0 | 0 | 0 | 0 | 0 | 0 | 0 | 0 | 0 | 0 | 0 | 0 |  |  | 0 |  |  | 0 | 0 | 0 | 0 | 0 | 0 | 0 | 0 | 0 | 0
| 123 | 0 |  | 0 | 0 | [5 empty] | 0 |  | 0 |  |  |  |  | 1.5417 |  |  |  | 0 | 0 | 0 | 0 | 0 | 0 |  |  | 0 |  | 0 | 0 | 0 | 0 | 0 | 0 | 0 | 0 | 0 | 0 | 0 | 0 | 0 | 0 | 0 |  |  | 0 |  |  | 0 | 0 | 0 | 0 | 0 | 0 | 0 | 0 | 0 | 0
| 124 | 0 |  | 0 | 0 | [5 empty] | 0 |  | 0 |  |  |  |  | 1.5417 |  |  |  | 0 | 0 | 0 | 0 | 0 | 0 |  |  | 0 |  | 0 | 0 | 0 | 0 | 0 | 0 | 0 | 0 | 0 | 0 | 0 | 0 | 0 | 0 | 0 |  |  | 0 |  |  | 0 | 0 | 0 | 0 | 0 | 0 | 0 | 0 | 0 | 0
| 125 | 0 |  | 0 | 0 | [5 empty] | 0 |  | 0 |  |  |  |  | 7.3116 |  |  |  | 0 | 0 | 0 | 0 | 0 | 0 |  |  | 0 |  | 0 | 0 | 0 | 0 | 0 | 0 | 0 | 0 | 0 | 0 | 0 | 0 | 0 | 0 | 0 |  |  | 0 |  |  | 0 | 0 | 0 | 0 | 0 | 0 | 0 | 0 | 0 | 0
| 126 | 0 |  | 0 | 0 | [5 empty] | 0 |  | 0 |  |  |  |  | 10.247 |  |  |  | 0 | 0 | 0 | 0 | 0 | 0 |  |  | 0 |  | 0 | 0 | 0 | 0 | 0 | 0 | 0 | 0 | 0 | 0 | 0 | 0 | 0 | 0 | 0 |  |  | 0 |  |  | 0 | 0 | 0 | 0 | 0 | 0 | 0 | 0 | 0 | 0
| 127 | 0 |  | 0 | 0 | [5 empty] | 0 |  | 0 |  |  |  |  | 11.5012 |  |  |  | 0 | 0 | 0 | 0 | 0 | 0 |  |  | 0 |  | 0 | 0 | 0 | 0 | 0 | 0 | 0 | 0 | 0 | 0 | 0 | 0 | 0 | 0 | 0 |  |  | 3.582 |  |  | 0 | 0 | 0 | 0 | 0 | 0 | 0 | 0 | 0 | 0
| 128 | 0 |  | 0 | 0 | [5 empty] | 0 |  | 0 |  |  |  |  | 12.8271 |  |  |  | 0 | 0 | 0 | 0 | 0 | 0 |  |  | 0 |  | 0 | 0 | 0 | 0 | 0 | 0 | 0 | 0 | 0 | 0 | 0 | 0 | 0 | 0 | 0 |  |  | 6.3965 |  |  | 0 | 0 | 0 | 0 | 0 | 0 | 0 | 0 | 0 | 0
| 129 | 0 |  | 0 | 0 | [5 empty] | 0 |  | 0 |  |  |  |  | 13.322 |  |  |  | 0 | 0 | 0 | 0 | 0 | 0 |  |  | 0 |  | 0 | 0 | 0 | 0 | 0 | 0 | 0 | 0 | 0 | 0 | 0 | 0 | 0 | 0 | 0 |  |  | 0 |  |  | 0 | 0 | 0 | 0 | 0 | 0 | 0 | 0 | 0 | 0
| 130 | 0 |  | 0 | 0 | [5 empty] | 0 |  | 0 |  |  |  |  | 17.8637 |  |  |  | 0 | 0 | 0 | 0 | 0 | 0 |  |  | 0 |  | 0 | 0 | 0 | 0 | 0 | 0 | 0 | 0 | 0 | 0 | 0 | 0 | 0 | 0 | 0 |  |  | 0 |  |  | 0 | 0 | 0 | 0 | 0 | 0 | 0 | 0 | 0 | 0
| 131 | 0 |  | 0 | 0 | [5 empty] | 0 |  | 0 |  |  |  |  | 18.3602 |  |  |  | 0 | 0 | 0 | 0 | 0 | 0 |  |  | 0 |  | 0 | 0 | 0 | 0 | 0 | 0 | 0 | 0 | 0 | 0 | 0 | 0 | 0 | 0 | 0 |  |  | 0.57569 |  |  | 0 | 0 | 0 | 0 | 0 | 0 | 0 | 0 | 0 | 0
| 132 | 0 |  | 0 | 0 | [5 empty] | 0.59731 |  | 0 |  |  |  |  | 17.504 |  |  |  | 0 | 0 | 0.76758 | 0 | 0 | 0 |  |  | 0 |  | 0 | 0 | 0 | 0 | 0 | 0 | 0 | 0 | 0 | 0 | 0 | 0 | 0 | 0 | 0 |  |  | 0 |  |  | 0 | 0 | 0 | 0 | 0 | 0 | 0 | 0 | 0 | 0
| 133 | 0 |  | 0 | 0 | [5 empty] | 1.5509 |  | 0 |  |  |  |  | 16.4626 |  |  |  | 0 | 0 | 1.9906 | 0 | 0 | 0 |  |  | 0 |  | 0 | 0 | 0 | 0 | 0 | 0 | 0 | 0 | 0 | 0 | 0 | 0 | 0 | 0 | 0 |  |  | 0 |  |  | 0 | 0 | 0 | 0 | 0 | 0 | 0 | 0 | 0 | 0
| 134 | 0 |  | 0 | 0 | [5 empty] | 12.5705 |  | 0 |  |  |  |  | 15.0568 |  |  |  | 0 | 0 | 16.1265 | 0 | 0 | 0 |  |  | 0 |  | 0 | 0 | 0 | 0 | 0 | 0 | 0 | 0 | 0 | 0 | 0 | 0 | 0 | 0 | 0 |  |  | 0 |  |  | 0 | 0 | 0 | 0 | 0 | 0 | 0 | 0 | 0 | 0
| 135 | 0 |  | 0 | 0 | [5 empty] | 1.1429 |  | 0 |  |  |  |  | 11.88 |  |  |  | 0 | 0 | 1.4712 | 0 | 0 | 0 |  |  | 0 |  | 0 | 0 | 0 | 0 | 0 | 0 | 0 | 0 | 0 | 0 | 0 | 0 | 0 | 0 | 0 |  |  | 0 |  |  | 0 | 0 | 0 | 0 | 0 | 0 | 0 | 0 | 0 | 0
| 136 | 0 |  | 0 | 0 | [5 empty] | 0 |  | 0 |  |  |  |  | 12.8456 |  |  |  | 0 | 0 | 0 | 0 | 0 | 0 |  |  | 0 |  | 0 | 0 | 0 | 0 | 0 | 0 | 0 | 0 | 0 | 0 | 0 | 0 | 0 | 0 | 0 |  |  | 2.0469 |  |  | 0 | 0 | 0 | 0 | 0 | 0 | 0 | 0 | 0 | 0
| 137 | 0 |  | 0 | 0 | [5 empty] | 0 |  | 0 |  |  |  |  | 10.2944 |  |  |  | 0 | 0 | 0 | 0 | 0 | 0 |  |  | 0 |  | 0 | 0 | 0 | 0 | 0 | 0 | 0 | 0 | 0 | 0 | 0 | 0 | 0 | 0 | 0 |  |  | 0 |  |  | 0 | 0 | 0 | 0 | 0 | 0 | 0 | 0 | 0 | 0
| 138 | 0 |  | 0 | 0 | [5 empty] | 0 |  | 0 |  |  |  |  | 6.9005 |  |  |  | 0 | 0 | 0 | 0 | 0 | 0 |  |  | 0 |  | 0 | 0 | 0 | 0 | 0 | 0 | 0 | 0 | 0 | 0 | 0 | 0 | 0 | 0 | 0 |  |  | 0.57569 |  |  | 0 | 0 | 0 | 0 | 0 | 0 | 0 | 0 | 0 | 0
| 139 | 0 |  | 0 | 0 | [5 empty] | 0 |  | 0 |  |  |  |  | 4.5863 |  |  |  | 0 | 0 | 0 | 0 | 0 | 0 |  |  | 0 |  | 0 | 0 | 0 | 0 | 0 | 0 | 0 | 0 | 0 | 0 | 0 | 0 | 0 | 0 | 0 |  |  | 0 |  |  | 0 | 0 | 0 | 0 | 0 | 0 | 0 | 0 | 0 | 0
| 140 | 0 |  | 0 | 0 | [5 empty] | 0 |  | 0 |  |  |  |  | 3.1208 |  |  |  | 0 | 0 | 0 | 0 | 0 | 0 |  |  | 0 |  | 0 | 0 | 0 | 0 | 0 | 0 | 0 | 0 | 0 | 0 | 0 | 0 | 0 | 0 | 0 |  |  | 1.4072 |  |  | 0 | 0 | 0 | 0 | 0 | 0 | 0 | 0 | 0 | 0
| 141 | 0 |  | 0 | 0 | [5 empty] | 0 |  | 0 |  |  |  |  | 1.6666 |  |  |  | 0 | 0 | 0 | 0 | 0 | 0 |  |  | 0 |  | 0 | 0 | 0 | 0 | 0 | 0 | 0 | 0 | 0 | 0 | 0 | 0 | 0 | 0 | 0 |  |  | 0.51172 |  |  | 0 | 0 | 0 | 0 | 0 | 0 | 0 | 0 | 0 | 0
| 142 | 0 |  | 0 | 0 | [5 empty] | 0 |  | 0 |  |  |  |  | 1.5417 |  |  |  | 0 | 0 | 0 | 0 | 0 | 0 |  |  | 0 |  | 0 | 0 | 0 | 0 | 0 | 0 | 0 | 0 | 0 | 0 | 0 | 0 | 0 | 0 | 0 |  |  | 0 |  |  | 0 | 0 | 0 | 0 | 0 | 0 | 0 | 0 | 0 | 0
| 143 | 0 |  | 0 | 0 | [5 empty] | 0 |  | 0 |  |  |  |  | 1.5417 |  |  |  | 0 | 0 | 0 | 0 | 0 | 0 |  |  | 0 |  | 0 | 0 | 0 | 0 | 0 | 0 | 0 | 0 | 0 | 0 | 0 | 0 | 0 | 0 | 0 |  |  | 0 |  |  | 0 | 0 | 0 | 0 | 0 | 0 | 0 | 0 | 0 | 0
| 144 | 0 |  | 0 | 0 | [5 empty] | 0 |  | 0 |  |  |  |  | 1.5417 |  |  |  | 0 | 0 | 0 | 0 | 0 | 0 |  |  | 0 |  | 0 | 0 | 0 | 0 | 0 | 0 | 0 | 0 | 0 | 0 | 0 | 0 | 0 | 0 | 0 |  |  | 0 |  |  | 0 | 0 | 0 | 0 | 0 | 0 | 0 | 0 | 0 | 0
| 145 | 0 |  | 0 | 0 | [5 empty] | 0 |  | 0 |  |  |  |  | 1.5417 |  |  |  | 0 | 0 | 0 | 0 | 0 | 0 |  |  | 0 |  | 0 | 0 | 0 | 0 | 0 | 0 | 0 | 0 | 0 | 0 | 0 | 0 | 0 | 0 | 0 |  |  | 0 |  |  | 0 | 0 | 0 | 0 | 0 | 0 | 0 | 0 | 0 | 0
| 146 | 0 |  | 0 | 0 | [5 empty] | 0 |  | 0 |  |  |  |  | 1.5417 |  |  |  | 0 | 0 | 0 | 0 | 0 | 0 |  |  | 0 |  | 0 | 0 | 0 | 0 | 0 | 0 | 0 | 0 | 0 | 0 | 0 | 0 | 0 | 0 | 0 |  |  | 0 |  |  | 0 | 0 | 0 | 0 | 0 | 0 | 0 | 0 | 0 | 0
| 147 | 0 |  | 0 | 0 | [5 empty] | 0 |  | 0 |  |  |  |  | 1.5417 |  |  |  | 0 | 0 | 0 | 0 | 0 | 0 |  |  | 0 |  | 0 | 0 | 0 | 0 | 0 | 0 | 0 | 0 | 0 | 0 | 0 | 0 | 0 | 0 | 0 |  |  | 0 |  |  | 0 | 0 | 0 | 0 | 0 | 0 | 0 | 0 | 0 | 0
| 148 | 0 |  | 0 | 0 | [5 empty] | 0 |  | 0 |  |  |  |  | 1.5417 |  |  |  | 0 | 0 | 0 | 0 | 0 | 0 |  |  | 0 |  | 0 | 0 | 0 | 0 | 0 | 0 | 0 | 0 | 0 | 0 | 0 | 0 | 0 | 0 | 0 |  |  | 0 |  |  | 0 | 0 | 0 | 0 | 0 | 0 | 0 | 0 | 0 | 0
| 149 | 0 |  | 0 | 0 | [5 empty] | 0 |  | 0 |  |  |  |  | 5.8686 |  |  |  | 0 | 0 | 0 | 0 | 0 | 0 |  |  | 0 |  | 0 | 0 | 0 | 0 | 0 | 0 | 0 | 0 | 0 | 0 | 0 | 0 | 0 | 0 | 0 |  |  | 0 |  |  | 0 | 0 | 0 | 0 | 0 | 0 | 0 | 0 | 0 | 0
| 150 | 0 |  | 0 | 0 | [5 empty] | 0 |  | 0 |  |  |  |  | 9.7509 |  |  |  | 0 | 0 | 0 | 0 | 0 | 0 |  |  | 0 |  | 0 | 0 | 0 | 0 | 0 | 0 | 0 | 0 | 0 | 0 | 0 | 0 | 0 | 0 | 0 |  |  | 0 |  |  | 0 | 0 | 0 | 0 | 0 | 0 | 0 | 0 | 0 | 0
| 151 | 0 |  | 0 | 0 | [5 empty] | 0 |  | 0 |  |  |  |  | 13.4636 |  |  |  | 0 | 0 | 0 | 0 | 0 | 0 |  |  | 0 |  | 0 | 0 | 0 | 0 | 0 | 0 | 0 | 0 | 0 | 0 | 0 | 0 | 0 | 0 | 0 |  |  | 10.6182 |  |  | 0 | 0 | 0 | 0 | 0 | 0 | 0 | 0 | 0 | 0
| 152 | 0 |  | 0 | 0 | [5 empty] | 0 |  | 0 |  |  |  |  | 15.6269 |  |  |  | 0 | 0 | 0 | 0 | 0 | 0 |  |  | 0 |  | 0 | 0 | 0 | 0 | 0 | 0 | 0 | 0 | 0 | 0 | 0 | 0 | 0 | 0 | 0 |  |  | 0.95947 |  |  | 0 | 0 | 0 | 0 | 0 | 0 | 0 | 0 | 0 | 0
| 153 | 0 |  | 0 | 0 | [5 empty] | 0 |  | 0 |  |  |  |  | 16.1186 |  |  |  | 0 | 0 | 0 | 0 | 0 | 0 |  |  | 0 |  | 0 | 0 | 0 | 0 | 0 | 0 | 0 | 0 | 0 | 0 | 0 | 0 | 0 | 0 | 0 |  |  | 0 |  |  | 0 | 0 | 0 | 0 | 0 | 0 | 0 | 0 | 0 | 0
| 154 | 0 |  | 0 | 0 | [5 empty] | 0 |  | 0 |  |  |  |  | 16.9125 |  |  |  | 0 | 0 | 0 | 0 | 0 | 0 |  |  | 0 |  | 0 | 0 | 0 | 0 | 0 | 0 | 0 | 0 | 0 | 0 | 0 | 0 | 0 | 0 | 0 |  |  | 0 |  |  | 0 | 0 | 0 | 0 | 0 | 0 | 0 | 0 | 0 | 0
| 155 | 0 |  | 0 | 0 | [5 empty] | 0.34461 |  | 0 |  |  |  |  | 16.8512 |  |  |  | 0 | 0 | 0.44776 | 0 | 0 | 0 |  |  | 0 |  | 0 | 0 | 0 | 0 | 0 | 0 | 0 | 0 | 0 | 0 | 0 | 0 | 0 | 0 | 0 |  |  | 0 |  |  | 0 | 0 | 0 | 0 | 0 | 0 | 0 | 0 | 0 | 0
| 156 | 0 |  | 0 | 0 | [5 empty] | 4.3797 |  | 0 |  |  |  |  | 16.3687 |  |  |  | 0 | 0 | 5.661 | 0 | 0 | 0 |  |  | 0 |  | 0 | 0 | 0 | 0 | 0 | 0 | 0 | 0 | 0 | 0 | 0 | 0 | 0 | 0 | 0 |  |  | 0 |  |  | 0 | 0 | 0 | 0 | 0 | 0 | 0 | 0 | 0 | 0
| 157 | 0 |  | 0 | 0 | [5 empty] | 0 |  | 0 |  |  |  |  | 15.0407 |  |  |  | 0 | 0 | 0 | 0 | 0 | 0 |  |  | 0 |  | 0 | 0 | 0 | 0 | 0 | 0 | 0 | 0 | 0 | 0 | 0 | 0 | 0 | 0 | 0 |  |  | 0 |  |  | 0 | 0 | 0 | 0 | 0 | 0 | 0 | 0 | 0 | 0
| 158 | 0 |  | 0 | 0 | [5 empty] | 0.3977 |  | 0 |  |  |  |  | 15.6957 |  |  |  | 0 | 0 | 0.51172 | 0 | 0 | 0 |  |  | 0 |  | 0 | 0 | 0 | 0 | 0 | 0 | 0 | 0 | 0 | 0 | 0 | 0 | 0 | 0 | 0 |  |  | 0 |  |  | 0 | 0 | 0 | 0 | 0 | 0 | 0 | 0 | 0 | 0
| 159 | 0 |  | 0 | 0 | [5 empty] | 0 |  | 0 |  |  |  |  | 12.0433 |  |  |  | 0 | 0 | 0 | 0 | 0 | 0 |  |  | 0 |  | 0 | 0 | 0 | 0 | 0 | 0 | 0 | 0 | 0 | 0 | 0 | 0 | 0 | 0 | 0 |  |  | 0 |  |  | 0 | 0 | 0 | 0 | 0 | 0 | 0 | 0 | 0 | 0
| 160 | 0 |  | 0 | 0 | [5 empty] | 0 |  | 0 |  |  |  |  | 13.5724 |  |  |  | 0 | 0 | 0 | 0 | 0 | 0 |  |  | 0 |  | 0 | 0 | 0 | 0 | 0 | 0 | 0 | 0 | 0 | 0 | 0 | 0 | 0 | 0 | 0 |  |  | 0 |  |  | 0 | 0 | 0 | 0 | 0 | 0 | 0 | 0 | 0 | 0
| 161 | 0 |  | 0 | 0 | [5 empty] | 0 |  | 0 |  |  |  |  | 11.0655 |  |  |  | 0 | 0 | 0 | 0 | 0 | 0 |  |  | 0 |  | 0 | 0 | 0 | 0 | 0 | 0 | 0 | 0 | 0 | 0 | 0 | 0 | 0 | 0 | 0 |  |  | 0 |  |  | 0 | 0 | 0 | 0 | 0 | 0 | 0 | 0 | 0 | 0
| 162 | 0 |  | 0 | 0 | [5 empty] | 0 |  | 0 |  |  |  |  | 8.3419 |  |  |  | 0 | 0 | 0 | 0 | 0 | 0 |  |  | 0 |  | 0 | 0 | 0 | 0 | 0 | 0 | 0 | 0 | 0 | 0 | 0 | 0 | 0 | 0 | 0 |  |  | 0.57569 |  |  | 0 | 0 | 0 | 0 | 0 | 0 | 0 | 0 | 0 | 0
| 163 | 0 |  | 0 | 0 | [5 empty] | 0 |  | 0 |  |  |  |  | 4.9839 |  |  |  | 0 | 0 | 0 | 0 | 0 | 0 |  |  | 0 |  | 0 | 0 | 0 | 0 | 0 | 0 | 0 | 0 | 0 | 0 | 0 | 0 | 0 | 0 | 0 |  |  | 0.38379 |  |  | 0 | 0 | 0 | 0 | 0 | 0 | 0 | 0 | 0 | 0
| 164 | 0 |  | 0 | 0 | [5 empty] | 0 |  | 0 |  |  |  |  | 3.6888 |  |  |  | 0 | 0 | 0 | 0 | 0 | 0 |  |  | 0 |  | 0 | 0 | 0 | 0 | 0 | 0 | 0 | 0 | 0 | 0 | 0 | 0 | 0 | 0 | 0 |  |  | 0.63965 |  |  | 0 | 0 | 0 | 0 | 0 | 0 | 0 | 0 | 0 | 0
| 165 | 0 |  | 0 | 0 | [5 empty] | 0 |  | 0 |  |  |  |  | 2.4846 |  |  |  | 0 | 0 | 0 | 0 | 0 | 0 |  |  | 0 |  | 0 | 0 | 0 | 0 | 0 | 0 | 0 | 0 | 0 | 0 | 0 | 0 | 0 | 0 | 0 |  |  | 1.0234 |  |  | 0 | 0 | 0 | 0 | 0 | 0 | 0 | 0 | 0 | 0
| 166 | 0 |  | 0 | 0 | [5 empty] | 0 |  | 0 |  |  |  |  | 1.5417 |  |  |  | 0 | 0 | 0 | 0 | 0 | 0 |  |  | 0 |  | 0 | 0 | 0 | 0 | 0 | 0 | 0 | 0 | 0 | 0 | 0 | 0 | 0 | 0 | 0 |  |  | 0 |  |  | 0 | 0 | 0 | 0 | 0 | 0 | 0 | 0 | 0 | 0
| 167 | 0 |  | 0 | 0 | [5 empty] | 0 |  | 0 |  |  |  |  | 1.5417 |  |  |  | 0 | 0 | 0 | 0 | 0 | 0 |  |  | 0 |  | 0 | 0 | 0 | 0 | 0 | 0 | 0 | 0 | 0 | 0 | 0 | 0 | 0 | 0 | 0 |  |  | 0 |  |  | 0 | 0 | 0 | 0 | 0 | 0 | 0 | 0 | 0 | 0
transition | 0 | 0 |  | 0 | 0 | [5 empty] | 7.8144 |  | 0 |  |  |  |  | 1.5417 |  |  |  | 10.2566 | 0 | 0 | 0 | 0 | 0 |  |  | 0 |  | 0 | 0 | 0 | 0 | 0 | 0 | 0 | 0 | 0 | 0 | 0 | 0 | 0 | 0 | 0 |  |  | 0 |  |  | 0 | 0 | 0 | 0 | 0 | 0 | 10.2566 | 0 | 0 | 0
| 1 | 0 |  | 0 | 0 | [5 empty] | 6.8705 |  | 0 |  |  |  |  | 1.5417 |  |  |  | 8.6458 | 0 | 0.51172 | 0 | 0 | 0 |  |  | 0 |  | 0 | 0 | 0 | 0 | 0 | 0 | 0 | 0 | 0 | 0 | 0 | 0 | 0 | 0 | 0 |  |  | 0 |  |  | 0 | 0 | 0 | 0 | 0 | 0 | 7.5231 | 0 | 0 | 0
| 2 | 0 |  | 0 | 0 | [5 empty] | 6.7888 |  | 0 |  |  |  |  | 1.5417 |  |  |  | 7.6913 | 0 | 1.5938 | 0 | 0 | 0 |  |  | 0 |  | 0 | 0 | 0 | 0 | 0 | 0 | 0 | 0 | 0 | 0 | 0 | 0 | 0 | 0 | 0 |  |  | 0 |  |  | 0 | 0 | 0 | 0 | 0 | 0 | 7.6856 | 0 | 0 | 0
| 3 | 0 |  | 0 | 0 | [5 empty] | 8.1177 |  | 0 |  |  |  |  | 1.5417 |  |  |  | 8.0902 | 0 | 3.3878 | 0 | 0 | 0 |  |  | 0 |  | 0 | 0 | 0 | 0 | 0 | 0 | 0 | 0 | 0 | 0 | 0 | 0 | 0 | 0 | 0 |  |  | 0 |  |  | 0 | 0 | 0 | 0 | 0 | 0 | 8.0846 | 0 | 0 | 0
| 4 | 0 |  | 0 | 0 | [5 empty] | 8.2174 |  | 0 |  |  |  |  | 1.5417 |  |  |  | 7.8242 | 0 | 3.7966 | 0 | 0 | 0 |  |  | 0 |  | 0 | 0 | 0 | 0 | 0 | 0 | 0 | 0 | 0 | 0 | 0 | 0 | 0 | 0 | 0 |  |  | 0 |  |  | 0 | 0 | 0 | 0 | 0 | 0 | 7.8186 | 0 | 0 | 0
| 5 | 0 |  | 0 | 0 | [5 empty] | 1.9934 |  | 0 |  |  |  |  | 6.4482 |  |  |  | 2.6295 | 0 | 0 | 0 | 0 | 0 |  |  | 0 |  | 0 | 0 | 0 | 0 | 0 | 0 | 0 | 0 | 0 | 0 | 0 | 0 | 0 | 0 | 0 |  |  | 0 |  |  | 0 | 0 | 0 | 0 | 0 | 0 | 2.6239 | 0 | 0 | 0
| 6 | 0 |  | 0 | 0 | [5 empty] | 5.8846 |  | 0 |  |  |  |  | 2.3559 |  |  |  | 7.6087 | 0 | 0 | 0 | 0 | 1.0948 |  |  | 0 |  | 0 | 0 | 0 | 0 | 0 | 0 | 0 | 0 | 0 | 0 | 0 | 0 | 0 | 0 | 0 |  |  | 0 |  |  | 0 | 0 | 0 | 0 | 0 | 0 | 8.7036 | 0 | 0 | 0
| 7 | 0 |  | 0 | 0 | [5 empty] | 6.0895 |  | 0 |  |  |  |  | 2.718 |  |  |  | 7.7948 | 0 | 0 | 0 | 0 | 0 |  |  | 0 |  | 0 | 0 | 0 | 0 | 0 | 0 | 0 | 0 | 0 | 0 | 0 | 0 | 0 | 0 | 0 |  |  | 8.4434 |  |  | 0 | 0 | 0 | 0 | 0 | 0 | 7.7948 | 0 | 0 | 0
| 8 | 0 |  | 0 | 0 | [5 empty] | 4.4946 |  | 0 |  |  |  |  | 4.011 |  |  |  | 5.6744 | 0 | 0 | 0 | 0 | 0 |  |  | 0 |  | 0 | 0 | 0 | 0 | 0 | 0 | 0 | 0 | 0 | 0 | 0 | 0 | 0 | 0 | 0 |  |  | 0 |  |  | 0 | 0 | 0 | 0 | 0 | 0 | 5.6744 | 0 | 0 | 0
| 9 | 0 |  | 0 | 0 | [5 empty] | 3.3577 |  | 0 |  |  |  |  | 4.8151 |  |  |  | 4.2201 | 0 | 0 | 0 | 0 | 0 |  |  | 0 |  | 0 | 0 | 0 | 0 | 0 | 0 | 0 | 0 | 0 | 0 | 0 | 0 | 0 | 0 | 0 |  |  | 0 |  |  | 0 | 0 | 0 | 0 | 0 | 0 | 4.2201 | 0 | 0 | 0
| 10 | 0 |  | 0 | 0 | [5 empty] | 0.95522 |  | 0 |  |  |  |  | 7.0713 |  |  |  | 1.1956 | 0 | 0 | 0 | 0 | 0 |  |  | 0 |  | 0 | 0 | 0 | 0 | 0 | 0 | 0 | 0 | 0 | 0 | 0 | 0 | 0 | 0 | 0 |  |  | 0 |  |  | 0 | 0 | 0 | 0 | 0 | 0 | 1.1956 | 0 | 0 | 0
| 11 | 0 |  | 0 | 0 | [5 empty] | 0 |  | 0 |  |  |  |  | 7.2663 |  |  |  | 0 | 0 | 0 | 0 | 0 | 0 |  |  | 0 |  | 0 | 0 | 0 | 0 | 0 | 0 | 0 | 0 | 0 | 0 | 0 | 0 | 0 | 0 | 0 |  |  | 0 |  |  | 0 | 0 | 0 | 0 | 0 | 0 | 0 | 0 | 0 | 0
| 12 | 0 |  | 0 | 0 | [5 empty] | 1.259 |  | 0 |  |  |  |  | 8.3844 |  |  |  | 0 | 0 | 1.855 | 0 | 0 | 0 |  |  | 0 |  | 0 | 0 | 0 | 0 | 0 | 0 | 0 | 0 | 0 | 0 | 0 | 0 | 0 | 0 | 0 |  |  | 0 |  |  | 0 | 0 | 0 | 0 | 0 | 0 | 0 | 0 | 0 | 0
| 13 | 0 |  | 0 | 0 | [5 empty] | 10.4741 |  | 0 |  |  |  |  | 7.3974 |  |  |  | 1.1227 | 0 | 13.9875 | 0 | 0 | 0 |  |  | 0 |  | 0 | 0 | 0 | 0 | 0 | 0 | 0 | 0 | 0 | 0 | 0 | 0 | 0 | 0 | 0 |  |  | 0 |  |  | 0 | 0 | 0 | 0 | 0 | 0 | 0 | 0 | 0 | 0
| 14 | 0 |  | 0 | 0 | [5 empty] | 12.1194 |  | 0 |  |  |  |  | 6.4702 |  |  |  | 11.0308 | 0 | 4.4861 | 0 | 0 | 0 |  |  | 0 |  | 0 | 0 | 0 | 0 | 0 | 0 | 0 | 0 | 0 | 0 | 0 | 0 | 0 | 0 | 0 |  |  | 0 |  |  | 0 | 0 | 0 | 0 | 0 | 0 | 11.0252 | 0 | 0 | 0
| 15 | 0 |  | 0 | 0 | [5 empty] | 2.9467 |  | 0 |  |  |  |  | 3.3315 |  |  |  | 3.6027 | 0 | 0 | 0 | 0 | 0 |  |  | 0 |  | 0 | 0 | 0 | 0 | 0 | 0 | 0 | 0 | 0 | 0 | 0 | 0 | 0 | 0 | 0 |  |  | 0 |  |  | 0 | 0 | 0 | 0 | 0 | 0 | 3.5971 | 0 | 0 | 0
| 16 | 0 |  | 0 | 0 | [5 empty] | 3.8339 |  | 0 |  |  |  |  | 4.373 |  |  |  | 4.5669 | 0 | 0.18358 | 0 | 0 | 0 |  |  | 0 |  | 0 | 0 | 0 | 0 | 0 | 0 | 0 | 0 | 0 | 0 | 0 | 0 | 0 | 0 | 0 |  |  | 0 |  |  | 0 | 0 | 0 | 0 | 0 | 0 | 4.5613 | 0 | 0 | 0
| 17 | 0 |  | 0 | 0 | [5 empty] | 4.251 |  | 0 |  |  |  |  | 3.1907 |  |  |  | 4.8034 | 0 | 0.60374 | 0 | 0 | 0 |  |  | 0 |  | 0 | 0 | 0 | 0 | 0 | 0 | 0 | 0 | 0 | 0 | 0 | 0 | 0 | 0 | 0 |  |  | 0 |  |  | 0 | 0 | 0 | 0 | 0 | 0 | 4.7978 | 0 | 0 | 0
| 18 | 0 |  | 0 | 0 | [5 empty] | 5.5141 |  | 0 |  |  |  |  | 1.5417 |  |  |  | 6.9082 | 0 | 0 | 0 | 0 | 0 |  |  | 0 |  | 0 | 0 | 0 | 0 | 0 | 0 | 0 | 0 | 0 | 0 | 0 | 0 | 0 | 0 | 0 |  |  | 1.1514 |  |  | 0 | 0 | 0 | 0 | 0 | 0 | 6.9025 | 0 | 0 | 0
| 19 | 0 |  | 0 | 0 | [5 empty] | 1.924 |  | 5.7701 |  |  |  |  | 1.5417 |  |  |  | 2.431 | 0 | 0 | 0 | 0 | 0 |  |  | 0 |  | 0 | 0 | 0 | 0 | 0 | 0 | 0 | 0 | 0 | 0 | 0 | 0 | 0 | 0 | 0 |  |  | 1.6631 |  |  | 0 | 0 | 0 | 0 | 0 | 0 | 2.4253 | 0 | 0 | 0
| 20 | 0 |  | 0 | 0 | [5 empty] | 0 |  | 8.5352 |  |  |  |  | 1.5417 |  |  |  | 0 | 0 | 0 | 0 | 0 | 0 |  |  | 0 |  | 0 | 0 | 0 | 0 | 0 | 0 | 0 | 0 | 0 | 0 | 0 | 0 | 0 | 0 | 0 |  |  | 2.4307 |  |  | 0 | 0 | 0 | 0 | 0 | 0 | 0 | 0 | 0 | 0
| 21 | 0 |  | 0 | 0 | [5 empty] | 6.8223 |  | 0 |  |  |  |  | 1.5417 |  |  |  | 8.6904 | 0 | 0 | 0 | 0 | 0 |  |  | 0 |  | 0 | 0 | 0 | 0 | 0 | 0 | 0 | 0 | 0 | 0 | 0 | 0 | 0 | 0 | 0 |  |  | 1.0234 |  |  | 0 | 0 | 0 | 0 | 0 | 0 | 8.6904 | 0 | 0 | 0
| 22 | 0 |  | 0 | 0 | [5 empty] | 6.0569 |  | 0 |  |  |  |  | 1.5417 |  |  |  | 7.7321 | 0 | 0 | 0 | 0 | 1.0839 |  |  | 0 |  | 0 | 0 | 0 | 0 | 0 | 0 | 0 | 0 | 0 | 0 | 0 | 0 | 0 | 0 | 0 |  |  | 0 |  |  | 0 | 0 | 0 | 0 | 0 | 0 | 8.816 | 0 | 0 | 0
| 23 | 0 |  | 0 | 0 | [5 empty] | 6.8716 |  | 0 |  |  |  |  | 1.5417 |  |  |  | 8.7643 | 0 | 0 | 0 | 0 | 0 |  |  | 0 |  | 0 | 0 | 0 | 0 | 0 | 0 | 0 | 0 | 0 | 0 | 0 | 0 | 0 | 0 | 0 |  |  | 0.44776 |  |  | 0 | 0 | 0 | 0 | 0 | 0 | 8.7643 | 0 | 0 | 0
| 24 | 0 |  | 0 | 0 | [5 empty] | 7.0749 |  | 0 |  |  |  |  | 1.5417 |  |  |  | 8.9342 | 0 | 0 | 0 | 0 | 0 |  |  | 0 |  | 0 | 0 | 0 | 0 | 0 | 0 | 0 | 0 | 0 | 0 | 0 | 0 | 0 | 0 | 0 |  |  | 0 |  |  | 0 | 0 | 0 | 0 | 0 | 0 | 8.9342 | 0 | 0 | 0
| 25 | 0 |  | 0 | 0 | [5 empty] | 5.0255 |  | 0 |  |  |  |  | 1.5417 |  |  |  | 6.3928 | 0 | 0 | 0 | 0 | 0 |  |  | 0 |  | 0 | 0 | 0 | 0 | 0 | 0 | 0 | 0 | 0 | 0 | 0 | 0 | 0 | 0 | 0 |  |  | 0 |  |  | 0 | 0 | 0 | 0 | 0 | 0 | 6.3928 | 0 | 0 | 0
| 26 | 0 |  | 0 | 0 | [5 empty] | 5.1379 |  | 0 |  |  |  |  | 1.5417 |  |  |  | 6.5553 | 0 | 0 | 0 | 0 | 0 |  |  | 0 |  | 0 | 0 | 0 | 0 | 0 | 0 | 0 | 0 | 0 | 0 | 0 | 0 | 0 | 0 | 0 |  |  | 0 |  |  | 0 | 0 | 0 | 0 | 0 | 0 | 6.5553 | 0 | 0 | 0
| 27 | 0 |  | 0 | 0 | [5 empty] | 5.0101 |  | 0 |  |  |  |  | 1.5417 |  |  |  | 6.3706 | 0 | 0 | 0 | 0 | 0 |  |  | 0 |  | 0 | 0 | 0 | 0 | 0 | 0 | 0 | 0 | 0 | 0 | 0 | 0 | 0 | 0 | 0 |  |  | 0 |  |  | 0 | 0 | 0 | 0 | 0 | 0 | 6.3706 | 0 | 0 | 0
| 28 | 0 |  | 0 | 0 | [5 empty] | 5.7873 |  | 0 |  |  |  |  | 1.5417 |  |  |  | 7.3471 | 0 | 0 | 0 | 0 | 0 |  |  | 0 |  | 0 | 0 | 0 | 0 | 0 | 0 | 0 | 0 | 0 | 0 | 0 | 0 | 0 | 0 | 0 |  |  | 0 |  |  | 0 | 0 | 0 | 0 | 0 | 0 | 6.282 | 0 | 0 | 0
| 29 | 0 |  | 0 | 0 | [5 empty] | 4.43 |  | 0 |  |  |  |  | 2.1518 |  |  |  | 5.6181 | 0 | 0 | 0 | 0 | 0 |  |  | 0 |  | 0 | 0 | 0 | 0 | 0 | 0 | 0 | 0 | 0 | 0 | 0 | 0 | 0 | 0 | 0 |  |  | 0 |  |  | 0 | 0 | 0 | 0 | 0 | 0 | 5.6128 | 0 | 0 | 0
| 30 | 0 |  | 0 | 0 | [5 empty] | 4.9507 |  | 0 |  |  |  |  | 3.2447 |  |  |  | 6.259 | 0 | 0 | 0 | 0 | 1.0387 |  |  | 0 |  | 0 | 0 | 0 | 0 | 0 | 0 | 0 | 0 | 0 | 0 | 0 | 0 | 0 | 0 | 0 |  |  | 0 |  |  | 0 | 0 | 0 | 0 | 0 | 0 | 7.2977 | 0 | 0 | 0
| 31 | 0 |  | 0 | 0 | [5 empty] | 2.3898 |  | 0 |  |  |  |  | 6.9664 |  |  |  | 2.9923 | 0 | 0 | 0 | 0 | 0 |  |  | 0 |  | 0 | 0 | 0 | 0 | 0 | 0 | 0 | 0 | 0 | 0 | 0 | 0 | 0 | 0 | 0 |  |  | 5.8208 |  |  | 0 | 0 | 0 | 0 | 0 | 0 | 2.9923 | 0 | 0 | 0
| 32 | 0 |  | 0 | 0 | [5 empty] | 5.2944 |  | 0 |  |  |  |  | 5.3548 |  |  |  | 5.2479 | 0 | 1.6772 | 0 | 0 | 0 |  |  | 0 |  | 0 | 0 | 0 | 0 | 0 | 0 | 0 | 0 | 0 | 0 | 0 | 0 | 0 | 0 | 0 |  |  | 0 |  |  | 0 | 0 | 0 | 0 | 0 | 0 | 4.1828 | 0 | 0 | 0
| 33 | 0 |  | 0 | 0 | [5 empty] | 6.7808 |  | 0 |  |  |  |  | 4.6436 |  |  |  | 7.5173 | 0 | 1.1399 | 0 | 0 | 0 |  |  | 0 |  | 0 | 0 | 0 | 0 | 0 | 0 | 0 | 0 | 0 | 0 | 0 | 0 | 0 | 0 | 0 |  |  | 0 |  |  | 0 | 0 | 0 | 0 | 0 | 0 | 7.512 | 0 | 0 | 0
| 34 | 0 |  | 0 | 0 | [5 empty] | 9.5074 |  | 0 |  |  |  |  | 5.1425 |  |  |  | 11.8194 | 0 | 0 | 0 | 0 | 0 |  |  | 0 |  | 0 | 0 | 0 | 0 | 0 | 0 | 0 | 0 | 0 | 0 | 0 | 0 | 0 | 0 | 0 |  |  | 0 |  |  | 0 | 0 | 0 | 0 | 0 | 0 | 11.8141 | 0 | 0 | 0
| 35 | 0 |  | 0 | 0 | [5 empty] | 4.0214 |  | 0 |  |  |  |  | 3.9889 |  |  |  | 3.9878 | 0 | 1.2263 | 0 | 0 | 0 |  |  | 0 |  | 0 | 0 | 0 | 0 | 0 | 0 | 0 | 0 | 0 | 0 | 0 | 0 | 0 | 0 | 0 |  |  | 0 |  |  | 0 | 0 | 0 | 0 | 0 | 0 | 3.9825 | 0 | 0 | 0
| 36 | 0 |  | 0 | 0 | [5 empty] | 10.2537 |  | 0 |  |  |  |  | 6.7318 |  |  |  | 5.5593 | 0 | 8.6812 | 0 | 0 | 0 |  |  | 0 |  | 0 | 0 | 0 | 0 | 0 | 0 | 0 | 0 | 0 | 0 | 0 | 0 | 0 | 0 | 0 |  |  | 0 |  |  | 0 | 0 | 0 | 0 | 0 | 0 | 5.554 | 0 | 0 | 0
| 37 | 0 |  | 0 | 0 | [5 empty] | 5.0019 |  | 0 |  |  |  |  | 4.3395 |  |  |  | 6.2056 | 0 | 0 | 0 | 0 | 0 |  |  | 0 |  | 0 | 0 | 0 | 0 | 0 | 0 | 0 | 0 | 0 | 0 | 0 | 0 | 0 | 0 | 0 |  |  | 0 |  |  | 0 | 0 | 0 | 0 | 0 | 0 | 6.2003 | 0 | 0 | 0
| 38 | 0 |  | 0 | 0 | [5 empty] | 3.6752 |  | 0 |  |  |  |  | 2.7722 |  |  |  | 4.5544 | 0 | 0 | 0 | 0 | 0 |  |  | 0 |  | 0 | 0 | 0 | 0 | 0 | 0 | 0 | 0 | 0 | 0 | 0 | 0 | 0 | 0 | 0 |  |  | 0 |  |  | 0 | 0 | 0 | 0 | 0 | 0 | 4.5491 | 0 | 0 | 0
| 39 | 0 |  | 0 | 0 | [5 empty] | 3.81 |  | 0 |  |  |  |  | 2.8422 |  |  |  | 4.7282 | 0 | 0 | 0 | 0 | 0 |  |  | 0 |  | 0 | 0 | 0 | 0 | 0 | 0 | 0 | 0 | 0 | 0 | 0 | 0 | 0 | 0 | 0 |  |  | 0 |  |  | 0 | 0 | 0 | 0 | 0 | 0 | 4.7229 | 0 | 0 | 0
| 40 | 0 |  | 0 | 0 | [5 empty] | 3.7523 |  | 0 |  |  |  |  | 3.1924 |  |  |  | 4.6587 | 0 | 0 | 0 | 0 | 0 |  |  | 0 |  | 0 | 0 | 0 | 0 | 0 | 0 | 0 | 0 | 0 | 0 | 0 | 0 | 0 | 0 | 0 |  |  | 0 |  |  | 0 | 0 | 0 | 0 | 0 | 0 | 4.6534 | 0 | 0 | 0
| 41 | 0 |  | 0 | 0 | [5 empty] | 0.39337 |  | 5.1699 |  |  |  |  | 2.5176 |  |  |  | 0.48866 | 0 | 0 | 0 | 0 | 0 |  |  | 0 |  | 0 | 0 | 0 | 0 | 0 | 0 | 0 | 0 | 0 | 0 | 0 | 0 | 0 | 0 | 0 |  |  | 0.70362 |  |  | 0 | 0 | 0 | 0 | 0 | 0 | 0.48334 | 0 | 0 | 0
| 42 | 0 |  | 0 | 0 | [5 empty] | 0 |  | 7.0429 |  |  |  |  | 1.5417 |  |  |  | 0 | 0 | 0 | 0 | 0 | 0 |  |  | 0 |  | 0 | 0 | 0 | 0 | 0 | 0 | 0 | 0 | 0 | 0 | 0 | 0 | 0 | 0 | 0 |  |  | 0.83154 |  |  | 0 | 0 | 0 | 0 | 0 | 0 | 0 | 0 | 0 | 0
| 43 | 0 |  | 0 | 0 | [5 empty] | 3.5447 |  | 1.5443 |  |  |  |  | 1.5417 |  |  |  | 4.406 | 0 | 0 | 0 | 0 | 1.0335 |  |  | 0 |  | 0 | 0 | 0 | 0 | 0 | 0 | 0 | 0 | 0 | 0 | 0 | 0 | 0 | 0 | 0 |  |  | 1.2793 |  |  | 0 | 0 | 0 | 0 | 0 | 0 | 5.4395 | 0 | 0 | 0
| 44 | 0 |  | 0 | 0 | [5 empty] | 5.9063 |  | 0 |  |  |  |  | 1.5417 |  |  |  | 7.3458 | 0 | 0 | 0 | 0 | 0 |  |  | 0 |  | 0 | 0 | 0 | 0 | 0 | 0 | 0 | 0 | 0 | 0 | 0 | 0 | 0 | 0 | 0 |  |  | 0.44776 |  |  | 0 | 0 | 0 | 0 | 0 | 0 | 7.3458 | 0 | 0 | 0
| 45 | 0 |  | 0 | 0 | [5 empty] | 6.0764 |  | 0 |  |  |  |  | 1.5417 |  |  |  | 7.5601 | 0 | 0 | 0 | 0 | 0 |  |  | 0 |  | 0 | 0 | 0 | 0 | 0 | 0 | 0 | 0 | 0 | 0 | 0 | 0 | 0 | 0 | 0 |  |  | 0.51172 |  |  | 0 | 0 | 0 | 0 | 0 | 0 | 7.5601 | 0 | 0 | 0
| 46 | 0 |  | 0 | 0 | [5 empty] | 6.3751 |  | 0 |  |  |  |  | 1.5417 |  |  |  | 7.9368 | 0 | 0 | 0 | 0 | 0 |  |  | 0 |  | 0 | 0 | 0 | 0 | 0 | 0 | 0 | 0 | 0 | 0 | 0 | 0 | 0 | 0 | 0 |  |  | 0 |  |  | 0 | 0 | 0 | 0 | 0 | 0 | 7.9368 | 0 | 0 | 0
| 47 | 0 |  | 0 | 0 | [5 empty] | 6.5318 |  | 0 |  |  |  |  | 1.5417 |  |  |  | 8.1437 | 0 | 0 | 0 | 0 | 0 |  |  | 0 |  | 0 | 0 | 0 | 0 | 0 | 0 | 0 | 0 | 0 | 0 | 0 | 0 | 0 | 0 | 0 |  |  | 0 |  |  | 0 | 0 | 0 | 0 | 0 | 0 | 8.1437 | 0 | 0 | 0
| 48 | 0 |  | 0 | 0 | [5 empty] | 6.4874 |  | 0 |  |  |  |  | 1.5417 |  |  |  | 8.2619 | 0 | 0 | 0 | 0 | 0 |  |  | 0 |  | 0 | 0 | 0 | 0 | 0 | 0 | 0 | 0 | 0 | 0 | 0 | 0 | 0 | 0 | 0 |  |  | 0 |  |  | 0 | 0 | 0 | 0 | 0 | 0 | 8.2619 | 0 | 0 | 0
| 49 | 0 |  | 0 | 0 | [5 empty] | 4.2305 |  | 0 |  |  |  |  | 1.5417 |  |  |  | 5.3954 | 0 | 0 | 0 | 0 | 0 |  |  | 0 |  | 0 | 0 | 0 | 0 | 0 | 0 | 0 | 0 | 0 | 0 | 0 | 0 | 0 | 0 | 0 |  |  | 0 |  |  | 0 | 0 | 0 | 0 | 0 | 0 | 5.3954 | 0 | 0 | 0
| 50 | 0 |  | 0 | 0 | [5 empty] | 5.2106 |  | 0 |  |  |  |  | 1.5417 |  |  |  | 6.6577 | 0 | 0 | 0 | 0 | 0 |  |  | 0 |  | 0 | 0 | 0 | 0 | 0 | 0 | 0 | 0 | 0 | 0 | 0 | 0 | 0 | 0 | 0 |  |  | 0 |  |  | 0 | 0 | 0 | 0 | 0 | 0 | 5.5063 | 0 | 0 | 0
| 51 | 0 |  | 0 | 0 | [5 empty] | 8.6904 |  | 0 |  |  |  |  | 1.5417 |  |  |  | 11.1288 | 0 | 0 | 0 | 0 | 0 |  |  | 0 |  | 0 | 0 | 0 | 0 | 0 | 0 | 0 | 0 | 0 | 0 | 0 | 0 | 0 | 0 | 0 |  |  | 0 |  |  | 0 | 0 | 0 | 0 | 0 | 0 | 11.1231 | 0 | 0 | 0
| 52 | 0 |  | 0 | 0 | [5 empty] | 10.2123 |  | 0 |  |  |  |  | 1.5417 |  |  |  | 13.0894 | 0 | 0 | 0 | 0 | 0 |  |  | 0 |  | 0 | 0 | 0 | 0 | 0 | 0 | 0 | 0 | 0 | 0 | 0 | 0 | 0 | 0 | 0 |  |  | 0 |  |  | 0 | 0 | 0 | 0 | 0 | 0 | 13.0836 | 0 | 0 | 0
| 53 | 0 |  | 0 | 0 | [5 empty] | 4.106 |  | 0 |  |  |  |  | 1.9487 |  |  |  | 5.2601 | 0 | 0 | 0 | 0 | 0 |  |  | 0 |  | 0 | 0 | 0 | 0 | 0 | 0 | 0 | 0 | 0 | 0 | 0 | 0 | 0 | 0 | 0 |  |  | 0 |  |  | 0 | 0 | 0 | 0 | 0 | 0 | 5.2543 | 0 | 0 | 0
| 54 | 0 |  | 0 | 0 | [5 empty] | 0 |  | 7.4285 |  |  |  |  | 2.5671 |  |  |  | 0 | 0 | 0 | 0 | 0 | 0 |  |  | 0 |  | 0 | 0 | 0 | 0 | 0 | 0 | 0 | 0 | 0 | 0 | 0 | 0 | 0 | 0 | 0 |  |  | 0 |  |  | 0 | 0 | 0 | 0 | 0 | 0 | 0 | 0 | 0 | 0
| 55 | 0 |  | 0 | 0 | [5 empty] | 1.8816 |  | 2.5041 |  |  |  |  | 3.2607 |  |  |  | 2.3822 | 0 | 0 | 0 | 0 | 1.1173 |  |  | 0 |  | 0 | 0 | 0 | 0 | 0 | 0 | 0 | 0 | 0 | 0 | 0 | 0 | 0 | 0 | 0 |  |  | 7.4199 |  |  | 0 | 0 | 0 | 0 | 0 | 0 | 3.4995 | 0 | 0 | 0
| 56 | 0 |  | 0 | 0 | [5 empty] | 7.0019 |  | 0 |  |  |  |  | 5.5002 |  |  |  | 4.6496 | 0 | 5.1128 | 0 | 0 | 0 |  |  | 0 |  | 0 | 0 | 0 | 0 | 0 | 0 | 0 | 0 | 0 | 0 | 0 | 0 | 0 | 0 | 0 |  |  | 0 |  |  | 0 | 0 | 0 | 0 | 0 | 0 | 3.4981 | 0 | 0 | 0
| 57 | 0 |  | 0 | 0 | [5 empty] | 6.485 |  | 0 |  |  |  |  | 5.1156 |  |  |  | 2.9945 | 0 | 6.2169 | 0 | 0 | 0 |  |  | 0 |  | 0 | 0 | 0 | 0 | 0 | 0 | 0 | 0 | 0 | 0 | 0 | 0 | 0 | 0 | 0 |  |  | 0 |  |  | 0 | 0 | 0 | 0 | 0 | 0 | 2.9888 | 0 | 0 | 0
| 58 | 0 |  | 0 | 0 | [5 empty] | 7.0926 |  | 0 |  |  |  |  | 5.6364 |  |  |  | 2.5533 | 0 | 7.6652 | 0 | 0 | 0 |  |  | 0 |  | 0 | 0 | 0 | 0 | 0 | 0 | 0 | 0 | 0 | 0 | 0 | 0 | 0 | 0 | 0 |  |  | 0 |  |  | 0 | 0 | 0 | 0 | 0 | 0 | 2.5476 | 0 | 0 | 0
| 59 | 0 |  | 0 | 0 | [5 empty] | 4.7182 |  | 0 |  |  |  |  | 3.7239 |  |  |  | 5.8168 | 0 | 0.092018 | 0 | 0 | 0 |  |  | 0 |  | 0 | 0 | 0 | 0 | 0 | 0 | 0 | 0 | 0 | 0 | 0 | 0 | 0 | 0 | 0 |  |  | 0 |  |  | 0 | 0 | 0 | 0 | 0 | 0 | 5.811 | 0 | 0 | 0
| 60 | 0 |  | 0 | 0 | [5 empty] | 9.959 |  | 0 |  |  |  |  | 3.4435 |  |  |  | 8.6605 | 0 | 4.6055 | 0 | 0 | 0 |  |  | 0 |  | 0 | 0 | 0 | 0 | 0 | 0 | 0 | 0 | 0 | 0 | 0 | 0 | 0 | 0 | 0 |  |  | 0 |  |  | 0 | 0 | 0 | 0 | 0 | 0 | 8.6547 | 0 | 0 | 0
| 61 | 0 |  | 0 | 0 | [5 empty] | 10.5522 |  | 0 |  |  |  |  | 3.1714 |  |  |  | 12.6413 | 0 | 0.88719 | 0 | 0 | 0 |  |  | 0 |  | 0 | 0 | 0 | 0 | 0 | 0 | 0 | 0 | 0 | 0 | 0 | 0 | 0 | 0 | 0 |  |  | 0 |  |  | 0 | 0 | 0 | 0 | 0 | 0 | 12.6356 | 0 | 0 | 0
| 62 | 0 |  | 0 | 0 | [5 empty] | 10.3306 |  | 0 |  |  |  |  | 2.8701 |  |  |  | 13.1197 | 0 | 0.092018 | 0 | 0 | 0 |  |  | 0 |  | 0 | 0 | 0 | 0 | 0 | 0 | 0 | 0 | 0 | 0 | 0 | 0 | 0 | 0 | 0 |  |  | 0 |  |  | 0 | 0 | 0 | 0 | 0 | 0 | 13.114 | 0 | 0 | 0
| 63 | 0 |  | 0 | 0 | [5 empty] | 6.9547 |  | 0 |  |  |  |  | 2.4086 |  |  |  | 8.4152 | 0 | 0.6677 | 0 | 0 | 0 |  |  | 0 |  | 0 | 0 | 0 | 0 | 0 | 0 | 0 | 0 | 0 | 0 | 0 | 0 | 0 | 0 | 0 |  |  | 0 |  |  | 0 | 0 | 0 | 0 | 0 | 0 | 8.4095 | 0 | 0 | 0
| 64 | 0 |  | 0 | 0 | [5 empty] | 6.9575 |  | 0 |  |  |  |  | 2.2129 |  |  |  | 8.9434 | 0 | 0.092018 | 0 | 0 | 0 |  |  | 0 |  | 0 | 0 | 0 | 0 | 0 | 0 | 0 | 0 | 0 | 0 | 0 | 0 | 0 | 0 | 0 |  |  | 0 |  |  | 0 | 0 | 0 | 0 | 0 | 0 | 8.9376 | 0 | 0 | 0
| 65 | 0 |  | 0 | 0 | [5 empty] | 6.678 |  | 0 |  |  |  |  | 2.4178 |  |  |  | 8.7065 | 0 | 0 | 0 | 0 | 0 |  |  | 0 |  | 0 | 0 | 0 | 0 | 0 | 0 | 0 | 0 | 0 | 0 | 0 | 0 | 0 | 0 | 0 |  |  | 0.51172 |  |  | 0 | 0 | 0 | 0 | 0 | 0 | 8.7007 | 0 | 0 | 0
| 66 | 0 |  | 0 | 0 | [5 empty] | 7.5184 |  | 0 |  |  |  |  | 1.5417 |  |  |  | 9.856 | 0 | 0 | 0 | 0 | 0 |  |  | 0 |  | 0 | 0 | 0 | 0 | 0 | 0 | 0 | 0 | 0 | 0 | 0 | 0 | 0 | 0 | 0 |  |  | 0.57569 |  |  | 0 | 0 | 0 | 0 | 0 | 0 | 9.8503 | 0 | 0 | 0
| 67 | 0 |  | 0 | 0 | [5 empty] | 7.6478 |  | 0 |  |  |  |  | 1.5417 |  |  |  | 10.0703 | 0 | 0 | 0 | 0 | 0 |  |  | 0 |  | 0 | 0 | 0 | 0 | 0 | 0 | 0 | 0 | 0 | 0 | 0 | 0 | 0 | 0 | 0 |  |  | 0.95947 |  |  | 0 | 0 | 0 | 0 | 0 | 0 | 10.0645 | 0 | 0 | 0
| 68 | 0 |  | 0 | 0 | [5 empty] | 5.7573 |  | 2.8592 |  |  |  |  | 1.5417 |  |  |  | 7.6559 | 0 | 0 | 0 | 0 | 0 |  |  | 0 |  | 0 | 0 | 0 | 0 | 0 | 0 | 0 | 0 | 0 | 0 | 0 | 0 | 0 | 0 | 0 |  |  | 0.83154 |  |  | 0 | 0 | 0 | 0 | 0 | 0 | 7.6559 | 0 | 0 | 0
| 69 | 0 |  | 0 | 0 | [5 empty] | 0 |  | 10.8845 |  |  |  |  | 1.5417 |  |  |  | 0 | 0 | 0 | 0 | 0 | 0 |  |  | 0 |  | 0 | 0 | 0 | 0 | 0 | 0 | 0 | 0 | 0 | 0 | 0 | 0 | 0 | 0 | 0 |  |  | 1.2153 |  |  | 0 | 0 | 0 | 0 | 0 | 0 | 0 | 0 | 0 | 0
| 70 | 0 |  | 0 | 0 | [5 empty] | 8.267 |  | 0 |  |  |  |  | 1.5417 |  |  |  | 11.1653 | 0 | 0 | 0 | 0 | 0 |  |  | 0 |  | 0 | 0 | 0 | 0 | 0 | 0 | 0 | 0 | 0 | 0 | 0 | 0 | 0 | 0 | 0 |  |  | 0 |  |  | 0 | 0 | 0 | 0 | 0 | 0 | 11.1653 | 0 | 0 | 0
| 71 | 0 |  | 0 | 0 | [5 empty] | 7.6818 |  | 0 |  |  |  |  | 1.5417 |  |  |  | 10.4482 | 0 | 0 | 0 | 0 | 0.99043 |  |  | 0 |  | 0 | 0 | 0 | 0 | 0 | 0 | 0 | 0 | 0 | 0 | 0 | 0 | 0 | 0 | 0 |  |  | 0 |  |  | 0 | 0 | 0 | 0 | 0 | 0 | 11.4386 | 0 | 0 | 0
| 72 | 0 |  | 0 | 0 | [5 empty] | 8.3405 |  | 0 |  |  |  |  | 1.5417 |  |  |  | 11.353 | 0 | 0 | 0 | 0 | 0.11515 |  |  | 0 |  | 0 | 0 | 0 | 0 | 0 | 0 | 0 | 0 | 0 | 0 | 0 | 0 | 0 | 0 | 0 |  |  | 0 |  |  | 0 | 0 | 0 | 0 | 0 | 0 | 11.4682 | 0 | 0 | 0
| 73 | 0 |  | 0 | 0 | [5 empty] | 6.3786 |  | 0 |  |  |  |  | 1.5417 |  |  |  | 8.7347 | 0 | 0 | 0 | 0 | 0 |  |  | 0 |  | 0 | 0 | 0 | 0 | 0 | 0 | 0 | 0 | 0 | 0 | 0 | 0 | 0 | 0 | 0 |  |  | 0 |  |  | 0 | 0 | 0 | 0 | 0 | 0 | 8.7347 | 0 | 0 | 0
| 74 | 0 |  | 0 | 0 | [5 empty] | 6.3333 |  | 0 |  |  |  |  | 1.5417 |  |  |  | 8.6534 | 0 | 0 | 0 | 0 | 0 |  |  | 0 |  | 0 | 0 | 0 | 0 | 0 | 0 | 0 | 0 | 0 | 0 | 0 | 0 | 0 | 0 | 0 |  |  | 0 |  |  | 0 | 0 | 0 | 0 | 0 | 0 | 8.6534 | 0 | 0 | 0
| 75 | 0 |  | 0 | 0 | [5 empty] | 7.1642 |  | 0 |  |  |  |  | 1.5417 |  |  |  | 9.7828 | 0 | 0 | 0 | 0 | 0 |  |  | 0 |  | 0 | 0 | 0 | 0 | 0 | 0 | 0 | 0 | 0 | 0 | 0 | 0 | 0 | 0 | 0 |  |  | 0 |  |  | 0 | 0 | 0 | 0 | 0 | 0 | 8.6313 | 0 | 0 | 0
| 76 | 0 |  | 0 | 0 | [5 empty] | 7.842 |  | 0 |  |  |  |  | 1.5417 |  |  |  | 8.6518 | 0 | 2.5059 | 0 | 0 | 0 |  |  | 0 |  | 0 | 0 | 0 | 0 | 0 | 0 | 0 | 0 | 0 | 0 | 0 | 0 | 0 | 0 | 0 |  |  | 0 |  |  | 0 | 0 | 0 | 0 | 0 | 0 | 8.6461 | 0 | 0 | 0
| 77 | 0 |  | 0 | 0 | [5 empty] | 5.5955 |  | 0 |  |  |  |  | 2.5028 |  |  |  | 7.6316 | 0 | 0 | 0 | 0 | 0 |  |  | 0 |  | 0 | 0 | 0 | 0 | 0 | 0 | 0 | 0 | 0 | 0 | 0 | 0 | 0 | 0 | 0 |  |  | 0 |  |  | 0 | 0 | 0 | 0 | 0 | 0 | 7.6258 | 0 | 0 | 0
| 78 | 0 |  | 0 | 0 | [5 empty] | 5.4905 |  | 0 |  |  |  |  | 4.1507 |  |  |  | 7.4112 | 0 | 0 | 0 | 0 | 1.1229 |  |  | 0 |  | 0 | 0 | 0 | 0 | 0 | 0 | 0 | 0 | 0 | 0 | 0 | 0 | 0 | 0 | 0 |  |  | 0 |  |  | 0 | 0 | 0 | 0 | 0 | 0 | 8.5341 | 0 | 0 | 0
| 79 | 0 |  | 0 | 0 | [5 empty] | 6.4881 |  | 0 |  |  |  |  | 3.6829 |  |  |  | 8.6916 | 0 | 0 | 0 | 0 | 0 |  |  | 0 |  | 0 | 0 | 0 | 0 | 0 | 0 | 0 | 0 | 0 | 0 | 0 | 0 | 0 | 0 | 0 |  |  | 15.2876 |  |  | 0 | 0 | 0 | 0 | 0 | 0 | 8.6916 | 0 | 0 | 0
| 80 | 0 |  | 0 | 0 | [5 empty] | 6.364 |  | 0 |  |  |  |  | 3.39 |  |  |  | 8.4156 | 0 | 0 | 0 | 0 | 0 |  |  | 0 |  | 0 | 0 | 0 | 0 | 0 | 0 | 0 | 0 | 0 | 0 | 0 | 0 | 0 | 0 | 0 |  |  | 0 |  |  | 0 | 0 | 0 | 0 | 0 | 0 | 8.4156 | 0 | 0 | 0
| 81 | 0 |  | 0 | 0 | [5 empty] | 6.0103 |  | 0 |  |  |  |  | 4.2534 |  |  |  | 6.7322 | 0 | 1.327 | 0 | 0 | 0 |  |  | 0 |  | 0 | 0 | 0 | 0 | 0 | 0 | 0 | 0 | 0 | 0 | 0 | 0 | 0 | 0 | 0 |  |  | 0 |  |  | 0 | 0 | 0 | 0 | 0 | 0 | 6.7322 | 0 | 0 | 0
| 82 | 0 |  | 0 | 0 | [5 empty] | 5.0725 |  | 0 |  |  |  |  | 4.5814 |  |  |  | 5.9536 | 0 | 0.71999 | 0 | 0 | 0 |  |  | 0 |  | 0 | 0 | 0 | 0 | 0 | 0 | 0 | 0 | 0 | 0 | 0 | 0 | 0 | 0 | 0 |  |  | 0 |  |  | 0 | 0 | 0 | 0 | 0 | 0 | 5.9536 | 0 | 0 | 0
| 83 | 0 |  | 0 | 0 | [5 empty] | 7.898 |  | 0 |  |  |  |  | 5.8053 |  |  |  | 3.9835 | 0 | 7.4412 | 0 | 0 | 0 |  |  | 0 |  | 0 | 0 | 0 | 0 | 0 | 0 | 0 | 0 | 0 | 0 | 0 | 0 | 0 | 0 | 0 |  |  | 0 |  |  | 0 | 0 | 0 | 0 | 0 | 0 | 3.9835 | 0 | 0 | 0
| 84 | 0 |  | 0 | 0 | [5 empty] | 8.412 |  | 0 |  |  |  |  | 5.6 |  |  |  | 7.5477 | 0 | 3.7606 | 0 | 0 | 0 |  |  | 0 |  | 0 | 0 | 0 | 0 | 0 | 0 | 0 | 0 | 0 | 0 | 0 | 0 | 0 | 0 | 0 |  |  | 0 |  |  | 0 | 0 | 0 | 0 | 0 | 0 | 6.3962 | 0 | 0 | 0
| 85 | 0 |  | 0 | 0 | [5 empty] | 5.0513 |  | 0 |  |  |  |  | 4.0366 |  |  |  | 6.3445 | 0 | 0 | 0 | 0 | 0 |  |  | 0 |  | 0 | 0 | 0 | 0 | 0 | 0 | 0 | 0 | 0 | 0 | 0 | 0 | 0 | 0 | 0 |  |  | 0 |  |  | 0 | 0 | 0 | 0 | 0 | 0 | 6.3388 | 0 | 0 | 0
| 86 | 0 |  | 0 | 0 | [5 empty] | 5.416 |  | 0 |  |  |  |  | 4.0588 |  |  |  | 6.784 | 0 | 0 | 0 | 0 | 0 |  |  | 0 |  | 0 | 0 | 0 | 0 | 0 | 0 | 0 | 0 | 0 | 0 | 0 | 0 | 0 | 0 | 0 |  |  | 0 |  |  | 0 | 0 | 0 | 0 | 0 | 0 | 6.7782 | 0 | 0 | 0
| 87 | 0 |  | 0 | 0 | [5 empty] | 3.5852 |  | 0 |  |  |  |  | 2.6883 |  |  |  | 4.463 | 0 | 0 | 0 | 0 | 0 |  |  | 0 |  | 0 | 0 | 0 | 0 | 0 | 0 | 0 | 0 | 0 | 0 | 0 | 0 | 0 | 0 | 0 |  |  | 0.63965 |  |  | 0 | 0 | 0 | 0 | 0 | 0 | 4.463 | 0 | 0 | 0
| 88 | 0 |  | 0 | 0 | [5 empty] | 7.182 |  | 0 |  |  |  |  | 3.585 |  |  |  | 8.9314 | 0 | 0 | 0 | 0 | 0 |  |  | 0 |  | 0 | 0 | 0 | 0 | 0 | 0 | 0 | 0 | 0 | 0 | 0 | 0 | 0 | 0 | 0 |  |  | 0.38379 |  |  | 0 | 0 | 0 | 0 | 0 | 0 | 8.9199 | 0 | 0 | 0
| 89 | 0 |  | 0 | 0 | [5 empty] | 4.4202 |  | 0 |  |  |  |  | 2.059 |  |  |  | 5.5266 | 0 | 0 | 0 | 0 | 0 |  |  | 0 |  | 0 | 0 | 0 | 0 | 0 | 0 | 0 | 0 | 0 | 0 | 0 | 0 | 0 | 0 | 0 |  |  | 0.44776 |  |  | 0 | 0 | 0 | 0 | 0 | 0 | 5.5208 | 0 | 0 | 0
| 90 | 0 |  | 0 | 0 | [5 empty] | 5.5243 |  | 0 |  |  |  |  | 1.5417 |  |  |  | 6.9526 | 0 | 0 | 0 | 0 | 0 |  |  | 0 |  | 0 | 0 | 0 | 0 | 0 | 0 | 0 | 0 | 0 | 0 | 0 | 0 | 0 | 0 | 0 |  |  | 2.1108 |  |  | 0 | 0 | 0 | 0 | 0 | 0 | 6.9469 | 0 | 0 | 0
| 91 | 0 |  | 0 | 0 | [5 empty] | 6.0605 |  | 0 |  |  |  |  | 1.5417 |  |  |  | 7.6692 | 0 | 0 | 0 | 0 | 0 |  |  | 0 |  | 0 | 0 | 0 | 0 | 0 | 0 | 0 | 0 | 0 | 0 | 0 | 0 | 0 | 0 | 0 |  |  | 2.0469 |  |  | 0 | 0 | 0 | 0 | 0 | 0 | 7.6635 | 0 | 0 | 0
| 92 | 0 |  | 0 | 0 | [5 empty] | 5.1927 |  | 1.8002 |  |  |  |  | 1.5417 |  |  |  | 6.6316 | 0 | 0 | 0 | 0 | 0 |  |  | 0 |  | 0 | 0 | 0 | 0 | 0 | 0 | 0 | 0 | 0 | 0 | 0 | 0 | 0 | 0 | 0 |  |  | 2.1108 |  |  | 0 | 0 | 0 | 0 | 0 | 0 | 6.6316 | 0 | 0 | 0
| 93 | 0 |  | 0 | 0 | [5 empty] | 0 |  | 7.9203 |  |  |  |  | 1.5417 |  |  |  | 0 | 0 | 0 | 0 | 0 | 1.1173 |  |  | 0 |  | 0 | 0 | 0 | 0 | 0 | 0 | 0 | 0 | 0 | 0 | 0 | 0 | 0 | 0 | 0 |  |  | 1.7271 |  |  | 0 | 0 | 0 | 0 | 0 | 0 | 1.1173 | 0 | 0 | 0
| 94 | 0 |  | 0 | 0 | [5 empty] | 7.3225 |  | 0 |  |  |  |  | 1.5417 |  |  |  | 9.54 | 0 | 0 | 0 | 0 | 0 |  |  | 0 |  | 0 | 0 | 0 | 0 | 0 | 0 | 0 | 0 | 0 | 0 | 0 | 0 | 0 | 0 | 0 |  |  | 0 |  |  | 0 | 0 | 0 | 0 | 0 | 0 | 9.54 | 0 | 0 | 0
| 95 | 0 |  | 0 | 0 | [5 empty] | 7.505 |  | 0 |  |  |  |  | 1.5417 |  |  |  | 9.8355 | 0 | 0 | 0 | 0 | 0 |  |  | 0 |  | 0 | 0 | 0 | 0 | 0 | 0 | 0 | 0 | 0 | 0 | 0 | 0 | 0 | 0 | 0 |  |  | 0.70362 |  |  | 0 | 0 | 0 | 0 | 0 | 0 | 9.8355 | 0 | 0 | 0
| 96 | 0 |  | 0 | 0 | [5 empty] | 7.882 |  | 0 |  |  |  |  | 1.5417 |  |  |  | 10.3673 | 0 | 0 | 0 | 0 | 0 |  |  | 0 |  | 0 | 0 | 0 | 0 | 0 | 0 | 0 | 0 | 0 | 0 | 0 | 0 | 0 | 0 | 0 |  |  | 0 |  |  | 0 | 0 | 0 | 0 | 0 | 0 | 10.0128 | 0 | 0 | 0
| 97 | 0 |  | 0 | 0 | [5 empty] | 8.4406 |  | 0 |  |  |  |  | 1.5417 |  |  |  | 8.2184 | 0 | 3.6308 | 0 | 0 | 0 |  |  | 0 |  | 0 | 0 | 0 | 0 | 0 | 0 | 0 | 0 | 0 | 0 | 0 | 0 | 0 | 0 | 0 |  |  | 0 |  |  | 0 | 0 | 0 | 0 | 0 | 0 | 7.4197 | 0 | 0 | 0
| 98 | 0 |  | 0 | 0 | [5 empty] | 6.1556 |  | 0 |  |  |  |  | 1.5417 |  |  |  | 7.684 | 0 | 0.63965 | 0 | 0 | 0 |  |  | 0 |  | 0 | 0 | 0 | 0 | 0 | 0 | 0 | 0 | 0 | 0 | 0 | 0 | 0 | 0 | 0 |  |  | 0 |  |  | 0 | 0 | 0 | 0 | 0 | 0 | 7.6783 | 0 | 0 | 0
| 99 | 0 |  | 0 | 0 | [5 empty] | 8.8209 |  | 0 |  |  |  |  | 1.5417 |  |  |  | 11.7939 | 0 | 0 | 0 | 0 | 0 |  |  | 0 |  | 0 | 0 | 0 | 0 | 0 | 0 | 0 | 0 | 0 | 0 | 0 | 0 | 0 | 0 | 0 |  |  | 0 |  |  | 0 | 0 | 0 | 0 | 0 | 0 | 11.7882 | 0 | 0 | 0
| 100 | 0 |  | 0 | 0 | [5 empty] | 8.423 |  | 0 |  |  |  |  | 1.5417 |  |  |  | 10.6517 | 0 | 0.86984 | 0 | 0 | 0 |  |  | 0 |  | 0 | 0 | 0 | 0 | 0 | 0 | 0 | 0 | 0 | 0 | 0 | 0 | 0 | 0 | 0 |  |  | 0 |  |  | 0 | 0 | 0 | 0 | 0 | 0 | 10.646 | 0 | 0 | 0
| 101 | 0 |  | 0 | 0 | [5 empty] | 5.9537 |  | 0 |  |  |  |  | 1.8282 |  |  |  | 8.0698 | 0 | 0 | 0 | 0 | 0 |  |  | 0 |  | 0 | 0 | 0 | 0 | 0 | 0 | 0 | 0 | 0 | 0 | 0 | 0 | 0 | 0 | 0 |  |  | 0 |  |  | 0 | 0 | 0 | 0 | 0 | 0 | 8.064 | 0 | 0 | 0
| 102 | 0 |  | 0 | 0 | [5 empty] | 2.3249 |  | 4.9922 |  |  |  |  | 2.6575 |  |  |  | 3.0774 | 0 | 0 | 0 | 0 | 1.1229 |  |  | 0 |  | 0 | 0 | 0 | 0 | 0 | 0 | 0 | 0 | 0 | 0 | 0 | 0 | 0 | 0 | 0 |  |  | 0 |  |  | 0 | 0 | 0 | 0 | 0 | 0 | 4.2003 | 0 | 0 | 0
| 103 | 0 |  | 0 | 0 | [5 empty] | 5.4833 |  | 0 |  |  |  |  | 6.2703 |  |  |  | 4.3164 | 0 | 3.3828 | 0 | 0 | 0 |  |  | 0 |  | 0 | 0 | 0 | 0 | 0 | 0 | 0 | 0 | 0 | 0 | 0 | 0 | 0 | 0 | 0 |  |  | 4.293 |  |  | 0 | 0 | 0 | 0 | 0 | 0 | 4.3164 | 0 | 0 | 0
| 104 | 0 |  | 0 | 0 | [5 empty] | 7.2925 |  | 0 |  |  |  |  | 9.0914 |  |  |  | 0.047295 | 0 | 11.1939 | 0 | 0 | 0 |  |  | 0 |  | 0 | 0 | 0 | 0 | 0 | 0 | 0 | 0 | 0 | 0 | 0 | 0 | 0 | 0 | 0 |  |  | 0 |  |  | 0 | 0 | 0 | 0 | 0 | 0 | 0.047295 | 0 | 0 | 0
| 105 | 0 |  | 0 | 0 | [5 empty] | 0.38102 |  | 0 |  |  |  |  | 9.7117 |  |  |  | 0 | 0 | 0.57569 | 0 | 0 | 0 |  |  | 0 |  | 0 | 0 | 0 | 0 | 0 | 0 | 0 | 0 | 0 | 0 | 0 | 0 | 0 | 0 | 0 |  |  | 0 |  |  | 0 | 0 | 0 | 0 | 0 | 0 | 0 | 0 | 0 | 0
| 106 | 0 |  | 0 | 0 | [5 empty] | 0 |  | 0 |  |  |  |  | 10.8769 |  |  |  | 0 | 0 | 0 | 0 | 0 | 0 |  |  | 0 |  | 0 | 0 | 0 | 0 | 0 | 0 | 0 | 0 | 0 | 0 | 0 | 0 | 0 | 0 | 0 |  |  | 0 |  |  | 0 | 0 | 0 | 0 | 0 | 0 | 0 | 0 | 0 | 0
| 107 | 0 |  | 0 | 0 | [5 empty] | 0 |  | 0 |  |  |  |  | 9.3261 |  |  |  | 0 | 0 | 0 | 0 | 0 | 0 |  |  | 0 |  | 0 | 0 | 0 | 0 | 0 | 0 | 0 | 0 | 0 | 0 | 0 | 0 | 0 | 0 | 0 |  |  | 0 |  |  | 0 | 0 | 0 | 0 | 0 | 0 | 0 | 0 | 0 | 0
| 108 | 0 |  | 0 | 0 | [5 empty] | 1.0207 |  | 0 |  |  |  |  | 7.4204 |  |  |  | 0 | 0 | 1.4712 | 0 | 0 | 0 |  |  | 0 |  | 0 | 0 | 0 | 0 | 0 | 0 | 0 | 0 | 0 | 0 | 0 | 0 | 0 | 0 | 0 |  |  | 0 |  |  | 0 | 0 | 0 | 0 | 0 | 0 | 0 | 0 | 0 | 0
| 109 | 0 |  | 0 | 0 | [5 empty] | 0 |  | 0 |  |  |  |  | 6.3248 |  |  |  | 0 | 0 | 0 | 0 | 0 | 0 |  |  | 0 |  | 0 | 0 | 0 | 0 | 0 | 0 | 0 | 0 | 0 | 0 | 0 | 0 | 0 | 0 | 0 |  |  | 0 |  |  | 0 | 0 | 0 | 0 | 0 | 0 | 0 | 0 | 0 | 0
| 110 | 0 |  | 0 | 0 | [5 empty] | 5.8488 |  | 0 |  |  |  |  | 6.1016 |  |  |  | 0 | 0 | 3.1644 | 5.1097 | 0 | 0 |  |  | 0 |  | 0 | 0 | 0 | 0 | 0 | 0 | 0 | 0 | 0 | 0 | 0 | 0 | 0 | 0 | 0 |  |  | 0 |  |  | 0 | 0 | 0 | 0 | 0 | 0 | 0 | 0 | 0 | 0
| 111 | 0 |  | 0 | 0 | [5 empty] | 11.9673 |  | 0 |  |  |  |  | 5.7133 |  |  |  | 0 | 0 | 16.8542 | 0.025548 | 0 | 0 |  |  | 0 |  | 0 | 0 | 0 | 0 | 0 | 0 | 0 | 0 | 0 | 0 | 0 | 0 | 0 | 0 | 0 |  |  | 0 |  |  | 0 | 0 | 0 | 0 | 0 | 0 | 0 | 0 | 0 | 0
| 112 | 0 |  | 0 | 0 | [5 empty] | 1.126 |  | 0 |  |  |  |  | 4.7526 |  |  |  | 0 | 0 | 1.5632 | 0.025548 | 0 | 0 |  |  | 0 |  | 0 | 0 | 0 | 0 | 0 | 0 | 0 | 0 | 0 | 0 | 0 | 0 | 0 | 0 | 0 |  |  | 0 |  |  | 0 | 0 | 0 | 0 | 0 | 0 | 0 | 0 | 0 | 0
| 113 | 0 |  | 0 | 0 | [5 empty] | 0.48448 |  | 0 |  |  |  |  | 3.3279 |  |  |  | 0.58095 | 0 | 0 | 0 | 0 | 0 |  |  | 0 |  | 0 | 0 | 0 | 0 | 0 | 0 | 0 | 0 | 0 | 0 | 0 | 0 | 0 | 0 | 0 |  |  | 1.1514 |  |  | 0 | 0 | 0 | 0 | 0 | 0 | 0.57519 | 0 | 0 | 0
| 114 | 0 |  | 0 | 0 | [5 empty] | 2.9515 |  | 0 |  |  |  |  | 1.5417 |  |  |  | 3.5912 | 0 | 0 | 0 | 0 | 0 |  |  | 0 |  | 0 | 0 | 0 | 0 | 0 | 0 | 0 | 0 | 0 | 0 | 0 | 0 | 0 | 0 | 0 |  |  | 1.7271 |  |  | 0 | 0 | 0 | 0 | 0 | 0 | 3.5854 | 0 | 0 | 0
| 115 | 0 |  | 0 | 0 | [5 empty] | 3.6857 |  | 0 |  |  |  |  | 1.5417 |  |  |  | 4.5294 | 0 | 0 | 0 | 0 | 0 |  |  | 0 |  | 0 | 0 | 0 | 0 | 0 | 0 | 0 | 0 | 0 | 0 | 0 | 0 | 0 | 0 | 0 |  |  | 0 |  |  | 0 | 0 | 0 | 0 | 0 | 0 | 4.5237 | 0 | 0 | 0
| 116 | 0 |  | 0 | 0 | [5 empty] | 4.1047 |  | 0 |  |  |  |  | 1.5417 |  |  |  | 5.0761 | 0 | 0 | 0 | 0 | 0 |  |  | 0 |  | 0 | 0 | 0 | 0 | 0 | 0 | 0 | 0 | 0 | 0 | 0 | 0 | 0 | 0 | 0 |  |  | 1.791 |  |  | 0 | 0 | 0 | 0 | 0 | 0 | 5.0704 | 0 | 0 | 0
| 117 | 0 |  | 0 | 0 | [5 empty] | 0 |  | 6.3115 |  |  |  |  | 1.5417 |  |  |  | 0 | 0 | 0 | 0 | 0 | 0 |  |  | 0 |  | 0 | 0 | 0 | 0 | 0 | 0 | 0 | 0 | 0 | 0 | 0 | 0 | 0 | 0 | 0 |  |  | 1.1514 |  |  | 0 | 0 | 0 | 0 | 0 | 0 | 0 | 0 | 0 | 0
| 118 | 0 |  | 0 | 0 | [5 empty] | 0 |  | 5.9865 |  |  |  |  | 1.5417 |  |  |  | 0 | 0 | 0 | 0 | 0 | 0 |  |  | 0 |  | 0 | 0 | 0 | 0 | 0 | 0 | 0 | 0 | 0 | 0 | 0 | 0 | 0 | 0 | 0 |  |  | 0.51172 |  |  | 0 | 0 | 0 | 0 | 0 | 0 | 0 | 0 | 0 | 0
| 119 | 0 |  | 0 | 0 | [5 empty] | 3.9812 |  | 1.4809 |  |  |  |  | 1.5417 |  |  |  | 4.9931 | 0 | 0 | 0 | 0 | 0 |  |  | 0 |  | 0 | 0 | 0 | 0 | 0 | 0 | 0 | 0 | 0 | 0 | 0 | 0 | 0 | 0 | 0 |  |  | 0 |  |  | 0 | 0 | 0 | 0 | 0 | 0 | 4.9931 | 0 | 0 | 0
| 120 | 0 |  | 0 | 0 | [5 empty] | 5.9527 |  | 0 |  |  |  |  | 1.5417 |  |  |  | 7.4393 | 0 | 0 | 0 | 0 | 0 |  |  | 0 |  | 0 | 0 | 0 | 0 | 0 | 0 | 0 | 0 | 0 | 0 | 0 | 0 | 0 | 0 | 0 |  |  | 0 |  |  | 0 | 0 | 0 | 0 | 0 | 0 | 7.368 | 0 | 0 | 0
| 121 | 0 |  | 0 | 0 | [5 empty] | 4.0865 |  | 0 |  |  |  |  | 1.5417 |  |  |  | 5.1202 | 0 | 0 | 0 | 0 | 0 |  |  | 0 |  | 0 | 0 | 0 | 0 | 0 | 0 | 0 | 0 | 0 | 0 | 0 | 0 | 0 | 0 | 0 |  |  | 0 |  |  | 0 | 0 | 0 | 0 | 0 | 0 | 5.1147 | 0 | 0 | 0
| 122 | 0 |  | 0 | 0 | [5 empty] | 4.2433 |  | 0 |  |  |  |  | 1.5417 |  |  |  | 5.3344 | 0 | 0 | 0 | 0 | 0 |  |  | 0 |  | 0 | 0 | 0 | 0 | 0 | 0 | 0 | 0 | 0 | 0 | 0 | 0 | 0 | 0 | 0 |  |  | 0 |  |  | 0 | 0 | 0 | 0 | 0 | 0 | 5.329 | 0 | 0 | 0
| 123 | 0 |  | 0 | 0 | [5 empty] | 4.4941 |  | 0 |  |  |  |  | 1.5417 |  |  |  | 5.6816 | 0 | 0 | 0 | 0 | 0 |  |  | 0 |  | 0 | 0 | 0 | 0 | 0 | 0 | 0 | 0 | 0 | 0 | 0 | 0 | 0 | 0 | 0 |  |  | 0 |  |  | 0 | 0 | 0 | 0 | 0 | 0 | 5.6762 | 0 | 0 | 0
| 124 | 0 |  | 0 | 0 | [5 empty] | 2.2688 |  | 0 |  |  |  |  | 1.5417 |  |  |  | 2.9002 | 0 | 0 | 0 | 0 | 0 |  |  | 3.4114 |  | 0 | 0 | 0 | 0 | 0 | 0 | 0 | 0 | 0 | 0 | 0 | 0 | 0 | 0 | 0 |  |  | 0.44776 |  |  | 0 | 3.4114 | 0 | 0 | 0 | 0 | 2.9002 | 0 | 0 | 0
| 125 | 0 |  | 0 | 0 | [5 empty] | 0 |  | 0 |  |  |  |  | 7.5508 |  |  |  | 0 | 0 | 0 | 0 | 0 | 0.10542 |  |  | 1.2977 |  | 0 | 0 | 0 | 0 | 0 | 0 | 0 | 0 | 0 | 0 | 0 | 0 | 0 | 0 | 0 |  |  | 0 |  |  | 0 | 1.2977 | 0 | 0 | 0 | 0 | 0.10542 | 0 | 0 | 0
| 126 | 0 |  | 0 | 0 | [5 empty] | 0.1884 |  | 0 |  |  |  |  | 9.5226 |  |  |  | 0.2366 | 0 | 0 | 0 | 0 | 0 |  |  | 0 |  | 0 | 0 | 0 | 0 | 0 | 0 | 0 | 0 | 0 | 0 | 0 | 0 | 0 | 0 | 0 |  |  | 0 |  |  | 0 | 0 | 0 | 0 | 0 | 0 | 0.2366 | 0 | 0 | 0
| 127 | 0 |  | 0 | 0 | [5 empty] | 0 |  | 0 |  |  |  |  | 11.7896 |  |  |  | 0 | 0 | 0 | 0 | 0 | 0 |  |  | 0 |  | 0 | 0 | 0 | 0 | 0 | 0 | 0 | 0 | 0 | 0 | 0 | 0 | 0 | 0 | 0 |  |  | 8.5713 |  |  | 0 | 0 | 0 | 0 | 0 | 0 | 0 | 0 | 0 | 0
| 128 | 0 |  | 0 | 0 | [5 empty] | 0.47813 |  | 0 |  |  |  |  | 12.3055 |  |  |  | 0 | 0 | 0.69144 | 0 | 0 | 0 |  |  | 0 |  | 0 | 0 | 0 | 0 | 0 | 0 | 0 | 0 | 0 | 0 | 0 | 0 | 0 | 0 | 0 |  |  | 1.7392 |  |  | 0 | 0 | 0 | 0 | 0 | 0 | 0 | 0 | 0 | 0
| 129 | 0 |  | 0 | 0 | [5 empty] | 0.27123 |  | 0 |  |  |  |  | 11.3816 |  |  |  | 0 | 0 | 0.38379 | 0 | 0 | 0 |  |  | 0 |  | 0 | 0 | 0 | 0 | 0 | 0 | 0 | 0 | 0 | 0 | 0 | 0 | 0 | 0 | 0 |  |  | 0 |  |  | 0 | 0 | 0 | 0 | 0 | 0 | 0 | 0 | 0 | 0
| 130 | 0 |  | 0 | 0 | [5 empty] | 0 |  | 0 |  |  |  |  | 10.8584 |  |  |  | 0 | 0 | 0 | 0 | 0 | 0 |  |  | 0 |  | 0 | 0 | 0 | 0 | 0 | 0 | 0 | 0 | 0 | 0 | 0 | 0 | 0 | 0 | 0 |  |  | 0 |  |  | 0 | 0 | 0 | 0 | 0 | 0 | 0 | 0 | 0 | 0
| 131 | 0 |  | 0 | 0 | [5 empty] | 0.92469 |  | 0 |  |  |  |  | 9.3615 |  |  |  | 0 | 0 | 1.2793 | 0 | 0 | 0 |  |  | 0 |  | 0 | 0 | 0 | 0 | 0 | 0 | 0 | 0 | 0 | 0 | 0 | 0 | 0 | 0 | 0 |  |  | 0 |  |  | 0 | 0 | 0 | 0 | 0 | 0 | 0 | 0 | 0 | 0
| 132 | 0 |  | 0 | 0 | [5 empty] | 0 |  | 0 |  |  |  |  | 7.717 |  |  |  | 0 | 0 | 0 | 0 | 0 | 0 |  |  | 0 |  | 0 | 0 | 0 | 0 | 0 | 0 | 0 | 0 | 0 | 0 | 0 | 0 | 0 | 0 | 0 |  |  | 0 |  |  | 0 | 0 | 0 | 0 | 0 | 0 | 0 | 0 | 0 | 0
| 133 | 0 |  | 0 | 0 | [5 empty] | 13.455 |  | 0 |  |  |  |  | 6.5172 |  |  |  | 0 | 0 | 18.4695 | 0 | 0 | 0 |  |  | 0 |  | 0 | 0 | 0 | 0 | 0 | 0 | 0 | 0 | 0 | 0 | 0 | 0 | 0 | 0 | 0 |  |  | 0 |  |  | 0 | 0 | 0 | 0 | 0 | 0 | 0 | 0 | 0 | 0
| 134 | 0 |  | 0 | 0 | [5 empty] | 4.7233 |  | 0 |  |  |  |  | 6.2786 |  |  |  | 0 | 0 | 1.1085 | 5.3687 | 0 | 0 |  |  | 0 |  | 0 | 0 | 0 | 0 | 0 | 0 | 0 | 0 | 0 | 0 | 0 | 0 | 0 | 0 | 0 |  |  | 0 |  |  | 0 | 0 | 0 | 0 | 0 | 0 | 0 | 0 | 0 | 0
| 135 | 0 |  | 0 | 0 | [5 empty] | 1.5766 |  | 0 |  |  |  |  | 5.8129 |  |  |  | 0 | 0 | 2.1389 | 0.026844 | 0 | 0 |  |  | 0 |  | 0 | 0 | 0 | 0 | 0 | 0 | 0 | 0 | 0 | 0 | 0 | 0 | 0 | 0 | 0 |  |  | 0 |  |  | 0 | 0 | 0 | 0 | 0 | 0 | 0 | 0 | 0 | 0
| 136 | 0 |  | 0 | 0 | [5 empty] | 1.8488 |  | 0 |  |  |  |  | 4.6415 |  |  |  | 0 | 0 | 2.5227 | 0.026844 | 0 | 0 |  |  | 0 |  | 0 | 0 | 0 | 0 | 0 | 0 | 0 | 0 | 0 | 0 | 0 | 0 | 0 | 0 | 0 |  |  | 0 |  |  | 0 | 0 | 0 | 0 | 0 | 0 | 0 | 0 | 0 | 0
| 137 | 0 |  | 0 | 0 | [5 empty] | 0.91159 |  | 0 |  |  |  |  | 2.6786 |  |  |  | 0 | 0 | 1.2434 | 0.026844 | 0 | 0 |  |  | 0 |  | 0 | 0 | 0 | 0 | 0 | 0 | 0 | 0 | 0 | 0 | 0 | 0 | 0 | 0 | 0 |  |  | 0 |  |  | 0 | 0 | 0 | 0 | 0 | 0 | 0 | 0 | 0 | 0
| 138 | 0 |  | 0 | 0 | [5 empty] | 1.7268 |  | 0 |  |  |  |  | 1.5417 |  |  |  | 1.6036 | 0 | 0.52225 | 0 | 0 | 0 |  |  | 0 |  | 0 | 0 | 0 | 0 | 0 | 0 | 0 | 0 | 0 | 0 | 0 | 0 | 0 | 0 | 0 |  |  | 0.053438 |  |  | 0 | 0 | 0 | 0 | 0 | 0 | 1.5981 | 0 | 0 | 0
| 139 | 0 |  | 0 | 0 | [5 empty] | 2.0362 |  | 0 |  |  |  |  | 1.5417 |  |  |  | 2.4236 | 0 | 0 | 0 | 0 | 0 |  |  | 0 |  | 0 | 0 | 0 | 0 | 0 | 0 | 0 | 0 | 0 | 0 | 0 | 0 | 0 | 0 | 0 |  |  | 1.0234 |  |  | 0 | 0 | 0 | 0 | 0 | 0 | 2.4182 | 0 | 0 | 0
| 140 | 0 |  | 0 | 0 | [5 empty] | 3.5764 |  | 0 |  |  |  |  | 1.5417 |  |  |  | 4.3518 | 0 | 0 | 0 | 0 | 0 |  |  | 0 |  | 0 | 0 | 0 | 0 | 0 | 0 | 0 | 0 | 0 | 0 | 0 | 0 | 0 | 0 | 0 |  |  | 1.7271 |  |  | 0 | 0 | 0 | 0 | 0 | 0 | 4.3464 | 0 | 0 | 0
| 141 | 0 |  | 0 | 0 | [5 empty] | 0 |  | 5.1369 |  |  |  |  | 1.5417 |  |  |  | 0 | 0 | 0 | 0 | 0 | 0 |  |  | 0 |  | 0 | 0 | 0 | 0 | 0 | 0 | 0 | 0 | 0 | 0 | 0 | 0 | 0 | 0 | 0 |  |  | 1.4712 |  |  | 0 | 0 | 0 | 0 | 0 | 0 | 0 | 0 | 0 | 0
| 142 | 0 |  | 0 | 0 | [5 empty] | 0 |  | 5.3954 |  |  |  |  | 1.5417 |  |  |  | 0 | 0 | 0 | 0 | 0 | 0 |  |  | 0 |  | 0 | 0 | 0 | 0 | 0 | 0 | 0 | 0 | 0 | 0 | 0 | 0 | 0 | 0 | 0 |  |  | 0.57569 |  |  | 0 | 0 | 0 | 0 | 0 | 0 | 0 | 0 | 0 | 0
| 143 | 0 |  | 0 | 0 | [5 empty] | 0 |  | 3.1938 |  |  |  |  | 1.5417 |  |  |  | 0 | 0 | 0 | 0 | 0 | 0.015763 |  |  | 2.6587 |  | 0 | 0 | 0 | 0 | 0 | 0 | 0 | 0 | 0 | 0 | 0 | 0 | 0 | 0 | 0 |  |  | 0 |  |  | 0 | 2.6587 | 0 | 0 | 0 | 0 | 0.015763 | 0 | 0 | 0
| 144 | 0 |  | 0 | 0 | [5 empty] | 3.0311 |  | 0 |  |  |  |  | 1.5417 |  |  |  | 3.736 | 0 | 0 | 0 | 0 | 0 |  |  | 2.4351 |  | 0 | 0 | 0 | 0 | 0 | 0 | 0 | 0 | 0 | 0 | 0 | 0 | 0 | 0 | 0 |  |  | 0 |  |  | 0 | 2.4351 | 0 | 0 | 0 | 0 | 3.736 | 0 | 0 | 0
| 145 | 0 |  | 0 | 0 | [5 empty] | 2.8011 |  | 0 |  |  |  |  | 1.5417 |  |  |  | 3.4525 | 0 | 0 | 0 | 0 | 0 |  |  | 0 |  | 0 | 0 | 0 | 0 | 0 | 0 | 0 | 0 | 0 | 0 | 0 | 0 | 0 | 0 | 0 |  |  | 0 |  |  | 0 | 0 | 0 | 0 | 0 | 0 | 3.4525 | 0 | 0 | 0
| 146 | 0 |  | 0 | 0 | [5 empty] | 2.9269 |  | 0 |  |  |  |  | 1.5417 |  |  |  | 3.6076 | 0 | 0 | 0 | 0 | 0 |  |  | 0 |  | 0 | 0 | 0 | 0 | 0 | 0 | 0 | 0 | 0 | 0 | 0 | 0 | 0 | 0 | 0 |  |  | 0 |  |  | 0 | 0 | 0 | 0 | 0 | 0 | 3.6076 | 0 | 0 | 0
| 147 | 0 |  | 0 | 0 | [5 empty] | 3.0588 |  | 0 |  |  |  |  | 1.5417 |  |  |  | 3.7701 | 0 | 0 | 0 | 0 | 0 |  |  | 0 |  | 0 | 0 | 0 | 0 | 0 | 0 | 0 | 0 | 0 | 0 | 0 | 0 | 0 | 0 | 0 |  |  | 0 |  |  | 0 | 0 | 0 | 0 | 0 | 0 | 3.7701 | 0 | 0 | 0
| 148 | 0 |  | 0 | 0 | [5 empty] | 3.2206 |  | 0 |  |  |  |  | 1.5417 |  |  |  | 3.9696 | 0 | 0 | 0 | 0 | 0 |  |  | 0 |  | 0 | 0 | 0 | 0 | 0 | 0 | 0 | 0 | 0 | 0 | 0 | 0 | 0 | 0 | 0 |  |  | 0 |  |  | 0 | 0 | 0 | 0 | 0 | 0 | 3.9696 | 0 | 0 | 0
| 149 | 0 |  | 0 | 0 | [5 empty] | 2.6947 |  | 0 |  |  |  |  | 1.8131 |  |  |  | 3.3214 | 0 | 0 | 0 | 0 | 0 |  |  | 0 |  | 0 | 0 | 0 | 0 | 0 | 0 | 0 | 0 | 0 | 0 | 0 | 0 | 0 | 0 | 0 |  |  | 0 |  |  | 0 | 0 | 0 | 0 | 0 | 0 | 3.3214 | 0 | 0 | 0
| 150 | 0 |  | 0 | 0 | [5 empty] | 4.1493 |  | 0 |  |  |  |  | 2.2957 |  |  |  | 5.1143 | 0 | 0 | 0 | 0 | 0 |  |  | 0 |  | 0 | 0 | 0 | 0 | 0 | 0 | 0 | 0 | 0 | 0 | 0 | 0 | 0 | 0 | 0 |  |  | 0 |  |  | 0 | 0 | 0 | 0 | 0 | 0 | 5.1143 | 0 | 0 | 0
| 151 | 0 |  | 0 | 0 | [5 empty] | 3.5087 |  | 0 |  |  |  |  | 2.7481 |  |  |  | 4.2998 | 0 | 0 | 0 | 0 | 0 |  |  | 0 |  | 0 | 0 | 0 | 0 | 0 | 0 | 0 | 0 | 0 | 0 | 0 | 0 | 0 | 0 | 0 |  |  | 12.2173 |  |  | 0 | 0 | 0 | 0 | 0 | 0 | 4.2998 | 0 | 0 | 0
| 152 | 0 |  | 0 | 0 | [5 empty] | 2.5446 |  | 0 |  |  |  |  | 4.5451 |  |  |  | 2.1556 | 0 | 1.1514 | 0 | 0 | 0 |  |  | 0 |  | 0 | 0 | 0 | 0 | 0 | 0 | 0 | 0 | 0 | 0 | 0 | 0 | 0 | 0 | 0 |  |  | 0 |  |  | 0 | 0 | 0 | 0 | 0 | 0 | 2.1556 | 0 | 0 | 0
| 153 | 0 |  | 0 | 0 | [5 empty] | 0.30345 |  | 0 |  |  |  |  | 7.0935 |  |  |  | 0 | 0 | 0.44776 | 0 | 0 | 0 |  |  | 0 |  | 0 | 0 | 0 | 0 | 0 | 0 | 0 | 0 | 0 | 0 | 0 | 0 | 0 | 0 | 0 |  |  | 0 |  |  | 0 | 0 | 0 | 0 | 0 | 0 | 0 | 0 | 0 | 0
| 154 | 0 |  | 0 | 0 | [5 empty] | 0.35262 |  | 0 |  |  |  |  | 6.9228 |  |  |  | 0 | 0 | 0.51172 | 0 | 0 | 0 |  |  | 0 |  | 0 | 0 | 0 | 0 | 0 | 0 | 0 | 0 | 0 | 0 | 0 | 0 | 0 | 0 | 0 |  |  | 0 |  |  | 0 | 0 | 0 | 0 | 0 | 0 | 0 | 0 | 0 | 0
| 155 | 0 |  | 0 | 0 | [5 empty] | 0.35787 |  | 0 |  |  |  |  | 9.4378 |  |  |  | 0 | 0 | 0.51172 | 0 | 0 | 0 |  |  | 0 |  | 0 | 0 | 0 | 0 | 0 | 0 | 0 | 0 | 0 | 0 | 0 | 0 | 0 | 0 | 0 |  |  | 0 |  |  | 0 | 0 | 0 | 0 | 0 | 0 | 0 | 0 | 0 | 0
| 156 | 0 |  | 0 | 0 | [5 empty] | 3.5995 |  | 0 |  |  |  |  | 8.346 |  |  |  | 0 | 0 | 5.1172 | 0 | 0 | 0 |  |  | 0 |  | 0 | 0 | 0 | 0 | 0 | 0 | 0 | 0 | 0 | 0 | 0 | 0 | 0 | 0 | 0 |  |  | 0 |  |  | 0 | 0 | 0 | 0 | 0 | 0 | 0 | 0 | 0 | 0
| 157 | 0 |  | 0 | 0 | [5 empty] | 8.4888 |  | 0 |  |  |  |  | 7.5391 |  |  |  | 0 | 0 | 5.9965 | 6.0165 | 0 | 0 |  |  | 0 |  | 0 | 0 | 0 | 0 | 0 | 0 | 0 | 0 | 0 | 0 | 0 | 0 | 0 | 0 | 0 |  |  | 0 |  |  | 0 | 0 | 0 | 0 | 0 | 0 | 0 | 0 | 0 | 0
| 158 | 0 |  | 0 | 0 | [5 empty] | 0.021266 |  | 0 |  |  |  |  | 6.344 |  |  |  | 0 | 0 | 0 | 0.030082 | 0 | 0 |  |  | 0 |  | 0 | 0 | 0 | 0 | 0 | 0 | 0 | 0 | 0 | 0 | 0 | 0 | 0 | 0 | 0 |  |  | 0 |  |  | 0 | 0 | 0 | 0 | 0 | 0 | 0 | 0 | 0 | 0
| 159 | 0 |  | 0 | 0 | [5 empty] | 0.47402 |  | 0 |  |  |  |  | 2.982 |  |  |  | 0 | 0 | 0.63965 | 0.030082 | 0 | 0 |  |  | 0 |  | 0 | 0 | 0 | 0 | 0 | 0 | 0 | 0 | 0 | 0 | 0 | 0 | 0 | 0 | 0 |  |  | 0 |  |  | 0 | 0 | 0 | 0 | 0 | 0 | 0 | 0 | 0 | 0
| 160 | 0 |  | 0 | 0 | [5 empty] | 0.021256 |  | 0 |  |  |  |  | 4.7279 |  |  |  | 0 | 0 | 0 | 0.030082 | 0 | 0 |  |  | 0 |  | 0 | 0 | 0 | 0 | 0 | 0 | 0 | 0 | 0 | 0 | 0 | 0 | 0 | 0 | 0 |  |  | 0.57569 |  |  | 0 | 0 | 0 | 0 | 0 | 0 | 0 | 0 | 0 | 0
| 161 | 0 |  | 0 | 0 | [5 empty] | 1.0843 |  | 0 |  |  |  |  | 2.7174 |  |  |  | 1.2718 | 0 | 0 | 0 | 0 | 0 |  |  | 0 |  | 0 | 0 | 0 | 0 | 0 | 0 | 0 | 0 | 0 | 0 | 0 | 0 | 0 | 0 | 0 |  |  | 0 |  |  | 0 | 0 | 0 | 0 | 0 | 0 | 1.267 | 0 | 0 | 0
| 162 | 0 |  | 0 | 0 | [5 empty] | 2.6652 |  | 0 |  |  |  |  | 1.5417 |  |  |  | 3.1617 | 0 | 0 | 0 | 0 | 0 |  |  | 0 |  | 0 | 0 | 0 | 0 | 0 | 0 | 0 | 0 | 0 | 0 | 0 | 0 | 0 | 0 | 0 |  |  | 0.95947 |  |  | 0 | 0 | 0 | 0 | 0 | 0 | 3.1569 | 0 | 0 | 0
| 163 | 0 |  | 0 | 0 | [5 empty] | 3.5842 |  | 0 |  |  |  |  | 1.5417 |  |  |  | 4.3142 | 0 | 0 | 0 | 0 | 0 |  |  | 0 |  | 0 | 0 | 0 | 0 | 0 | 0 | 0 | 0 | 0 | 0 | 0 | 0 | 0 | 0 | 0 |  |  | 1.0874 |  |  | 0 | 0 | 0 | 0 | 0 | 0 | 4.3094 | 0 | 0 | 0
| 164 | 0 |  | 0 | 0 | [5 empty] | 1.6997 |  | 2.8921 |  |  |  |  | 1.5417 |  |  |  | 2.0649 | 0 | 0 | 0 | 0 | 0 |  |  | 0 |  | 0 | 0 | 0 | 0 | 0 | 0 | 0 | 0 | 0 | 0 | 0 | 0 | 0 | 0 | 0 |  |  | 1.4712 |  |  | 0 | 0 | 0 | 0 | 0 | 0 | 2.0601 | 0 | 0 | 0
| 165 | 0 |  | 0 | 0 | [5 empty] | 0.0038916 |  | 5.2551 |  |  |  |  | 1.5417 |  |  |  | 0.0047498 | 0 | 0 | 0 | 0 | 0 |  |  | 0 |  | 0 | 0 | 0 | 0 | 0 | 0 | 0 | 0 | 0 | 0 | 0 | 0 | 0 | 0 | 0 |  |  | 1.5991 |  |  | 0 | 0 | 0 | 0 | 0 | 0 | 0 | 0 | 0 | 0
| 166 | 0 |  | 0 | 0 | [5 empty] | 0 |  | 5.521 |  |  |  |  | 1.5417 |  |  |  | 0 | 0 | 0 | 0 | 0 | 0 |  |  | 0 |  | 0 | 0 | 0 | 0 | 0 | 0 | 0 | 0 | 0 | 0 | 0 | 0 | 0 | 0 | 0 |  |  | 0 |  |  | 0 | 0 | 0 | 0 | 0 | 0 | 0 | 0 | 0 | 0
| 167 | 0 |  | 0 | 0 | [5 empty] | 0 |  | 0.21852 |  |  |  |  | 1.5417 |  |  |  | 0 | 0 | 0 | 0 | 0 | 0.022815 |  |  | 5.6934 |  | 0 | 0 | 0 | 0 | 0 | 0 | 0 | 0 | 0 | 0 | 0 | 0 | 0 | 0 | 0 |  |  | 0 |  |  | 0 | 5.6934 | 0 | 0 | 0 | 0 | 0.022815 | 0 | 0 | 0
winter | 0 | 0 |  | 0 | 0 | [5 empty] | 10.3998 |  | 0 |  |  |  |  | 1.5417 |  |  |  | 17.3268 | 0 | 0 | 0 | 0 | 0 |  |  | 0 |  | 0 | 0 | 0 | 0 | 0 | 0.50962 | 0 | 0 | 0 | 0 | 0 | 0 | 0 | 0 | 0 |  |  | 0 |  |  | 0 | 0 | 0 | 0 | 0 | 0 | 17.8364 | 0 | 0 | 0
| 1 | 0 |  | 0 | 0 | [5 empty] | 10.0291 |  | 0 |  |  |  |  | 1.5417 |  |  |  | 14.8074 | 0 | 2.1144 | 0 | 0 | 0 |  |  | 0 |  | 0 | 0 | 0 | 0 | 0 | 0 | 0 | 0 | 0 | 0 | 0 | 0 | 0 | 0 | 0 |  |  | 0 |  |  | 0 | 0 | 0 | 0 | 0 | 0 | 14.8074 | 0 | 0 | 0
| 2 | 0 |  | 0 | 0 | [5 empty] | 10.0907 |  | 0 |  |  |  |  | 1.5417 |  |  |  | 14.9774 | 0 | 2.1161 | 0 | 0 | 0 |  |  | 0 |  | 0 | 0 | 0 | 0 | 0 | 0 | 0 | 0 | 0 | 0 | 0 | 0 | 0 | 0 | 0 |  |  | 0 |  |  | 0 | 0 | 0 | 0 | 0 | 0 | 14.9774 | 0 | 0 | 0
| 3 | 0 |  | 0 | 0 | [5 empty] | 10.3498 |  | 0 |  |  |  |  | 1.5417 |  |  |  | 17.1489 | 0 | 0.49279 | 0 | 0 | 0 |  |  | 0 |  | 0 | 0 | 0 | 0 | 0 | 0 | 0 | 0 | 0 | 0 | 0 | 0 | 0 | 0 | 0 |  |  | 0 |  |  | 0 | 0 | 0 | 0 | 0 | 0 | 15.7383 | 0 | 0 | 0
| 4 | 0 |  | 0 | 0 | [5 empty] | 10.2512 |  | 0 |  |  |  |  | 1.5417 |  |  |  | 15.4425 | 0 | 2.1152 | 0 | 0 | 0 |  |  | 0 |  | 0 | 0 | 0 | 0 | 0 | 0 | 0 | 1.3771 | 0 | 0 | 0 | 0 | 0 | 0 | 0 |  |  | 0 |  |  | 0 | 0 | 0 | 0 | 0 | 0 | 15.4354 | 0 | 0 | 0
| 5 | 0 |  | 0 | 0 | [5 empty] | 9.5825 |  | 0 |  |  |  |  | 1.5417 |  |  |  | 13.6694 | 0 | 2.0982 | 0 | 0 | 0 |  |  | 0 |  | 0 | 0 | 0 | 0 | 0 | 0 | 0 | 5.3854 | 0 | 0 | 0 | 0 | 0 | 0 | 0 |  |  | 0 |  |  | 0 | 0 | 0 | 0 | 0 | 0 | 13.6623 | 0 | 0 | 0
| 6 | 0 |  | 0 | 0 | [5 empty] | 9.1439 |  | 0 |  |  |  |  | 1.5417 |  |  |  | 14.3413 | 0 | 0 | 0 | 0 | 0.63611 |  |  | 0 |  | 0 | 0 | 0 | 0 | 0 | 0 | 0 | 0 | 0 | 0 | 0 | 0 | 0 | 0 | 0 |  |  | 0 |  |  | 0 | 0 | 0 | 0 | 0 | 0 | 14.9774 | 0 | 0 | 0
| 7 | 0 |  | 0 | 0 | [5 empty] | 8.9808 |  | 0 |  |  |  |  | 1.8763 |  |  |  | 14.0018 | 0 | 0 | 0 | 0 | 0.31587 |  |  | 0 |  | 0 | 0 | 0 | 0 | 0 | 0 | 0 | 0 | 0 | 0 | 0 | 0 | 0 | 0 | 0 |  |  | 13.1768 |  |  | 0 | 0 | 0 | 0 | 0 | 0 | 14.3177 | 0 | 0 | 0
| 8 | 0 |  | 0 | 0 | [5 empty] | 8.3273 |  | 0 |  |  |  |  | 4.8811 |  |  |  | 11.4106 | 0 | 1.5429 | 0 | 0 | 0 |  |  | 0 |  | 0 | 0 | 0 | 0 | 0 | 0 | 0 | 0 | 0 | 0 | 0 | 0 | 0 | 0 | 0 |  |  | 0 |  |  | 0 | 0 | 0 | 0 | 0 | 0 | 10.4264 | 0 | 0 | 0
| 9 | 0 |  | 0 | 0 | [5 empty] | 7.8031 |  | 0 |  |  |  |  | 5.4808 |  |  |  | 9.154 | 0 | 3.0222 | 0 | 0 | 0 |  |  | 0 |  | 0 | 0 | 0 | 0 | 0 | 0 | 0 | 0 | 0 | 0 | 0 | 0 | 0 | 0 | 0 |  |  | 0 |  |  | 0 | 0 | 0 | 0 | 0 | 0 | 9.1469 | 0 | 0 | 0
| 10 | 0 |  | 0 | 0 | [5 empty] | 7.1808 |  | 0 |  |  |  |  | 6.3216 |  |  |  | 6.1475 | 0 | 1.239 | 3.9438 | 0 | 1.3756 |  |  | 0 |  | 0 | 0 | 0 | 0 | 0 | 0 | 0 | 0 | 0 | 0 | 0 | 0 | 0 | 0 | 0 |  |  | 0 |  |  | 0 | 0 | 0 | 0 | 0 | 0 | 7.5231 | 0 | 0 | 0
| 11 | 0 |  | 0 | 0 | [5 empty] | 7.3046 |  | 0 |  |  |  |  | 3.8639 |  |  |  | 9.5115 | 0 | 1.4631 | 0.019719 | 0 | 0 |  |  | 0 |  | 0 | 0 | 0 | 0 | 0 | 0 | 0 | 0 | 0 | 0 | 0 | 0 | 0 | 0 | 0 |  |  | 0 |  |  | 0 | 0 | 0 | 0 | 0 | 0 | 9.5115 | 0 | 0 | 0
| 12 | 0 |  | 0 | 0 | [5 empty] | 7.6513 |  | 0 |  |  |  |  | 2.9983 |  |  |  | 9.5387 | 0 | 1.7827 | 0.019719 | 0 | 0 |  |  | 0 |  | 0 | 0 | 0 | 0 | 0 | 0 | 0 | 0 | 0 | 0 | 0 | 0 | 0 | 0 | 0 |  |  | 1.0318 |  |  | 0 | 0 | 0 | 0 | 0 | 0 | 9.5387 | 0 | 0 | 0
| 13 | 0 |  | 0 | 0 | [5 empty] | 7.8435 |  | 0 |  |  |  |  | 4.0193 |  |  |  | 11.387 | 0 | 0 | 0.019719 | 0 | 0 |  |  | 0 |  | 0 | 0 | 0 | 0 | 0 | 0 | 0 | 0 | 0 | 0 | 0 | 0 | 0 | 0 | 0 |  |  | 0 |  |  | 0 | 0 | 0 | 0 | 0 | 0 | 11.387 | 0 | 0 | 0
| 14 | 0 |  | 0 | 0 | [5 empty] | 7.6221 |  | 0 |  |  |  |  | 2.2628 |  |  |  | 11.1912 | 0 | 0 | 0.010808 | 0 | 0 |  |  | 0 |  | 0 | 0 | 0 | 0 | 0 | 0 | 0 | 0 | 0 | 0 | 0 | 0 | 0 | 0 | 0 |  |  | 0 |  |  | 0 | 0 | 0 | 0 | 0 | 0 | 11.188 | 0 | 0 | 0
| 15 | 0 |  | 0 | 0 | [5 empty] | 7.3888 |  | 0 |  |  |  |  | 2.3125 |  |  |  | 10.9602 | 0 | 0 | 0.028586 | 0 | 0.0031083 |  |  | 0 |  | 0 | 0 | 0 | 0 | 0 | 0 | 0 | 0 | 0 | 0 | 0 | 0 | 0 | 0 | 0 |  |  | 0.95947 |  |  | 0 | 0 | 0 | 0 | 0 | 0 | 10.9633 | 0 | 0 | 0
| 16 | 0 |  | 0 | 0 | [5 empty] | 7.5836 |  | 0.77031 |  |  |  |  | 1.5417 |  |  |  | 11.3403 | 0 | 0 | 0 | 0 | 0 |  |  | 0 |  | 0 | 0 | 0 | 0 | 0 | 0 | 0 | 0 | 0 | 0 | 0 | 0 | 0 | 0 | 0 |  |  | 0 |  |  | 0 | 0 | 0 | 0 | 0 | 0 | 11.3332 | 0 | 0 | 0
| 17 | 0 |  | 0 | 0 | [5 empty] | 7.8236 |  | 0.75201 |  |  |  |  | 1.5417 |  |  |  | 11.7723 | 0 | 0 | 0 | 0 | 0 |  |  | 0 |  | 0 | 0 | 0 | 0 | 0 | 0 | 0 | 0 | 0 | 0 | 0 | 0 | 0 | 0 | 0 |  |  | 0.38379 |  |  | 0 | 0 | 0 | 0 | 0 | 0 | 11.7652 | 0 | 0 | 0
| 18 | 0 |  | 0 | 0 | [5 empty] | 7.9376 |  | 0.73613 |  |  |  |  | 1.5417 |  |  |  | 11.9806 | 0 | 0 | 0 | 0 | 0 |  |  | 0 |  | 0 | 0 | 0 | 0 | 0 | 0 | 0 | 0 | 0 | 0 | 0 | 0 | 0 | 0 | 0 |  |  | 0.63965 |  |  | 0 | 0 | 0 | 0 | 0 | 0 | 11.9806 | 0 | 0 | 0
| 19 | 0 |  | 0 | 0 | [5 empty] | 7.8448 |  | 0.48916 |  |  |  |  | 1.5417 |  |  |  | 11.8109 | 0 | 0 | 0 | 0 | 0 |  |  | 0.25415 |  | 0 | 0 | 0 | 0 | 0 | 0 | 0 | 0 | 0 | 0 | 0 | 0 | 0 | 0 | 0 |  |  | 0.38379 |  |  | 0 | 0.25415 | 0 | 0 | 0 | 0 | 11.8109 | 0 | 0 | 0
| 20 | 0 |  | 0 | 0 | [5 empty] | 7.8491 |  | 0 |  |  |  |  | 1.5417 |  |  |  | 11.8186 | 0 | 0 | 0 | 0 | 0.013584 |  |  | 0.72941 |  | 0 | 0 | 0 | 0 | 0 | 0 | 0 | 0 | 0 | 0 | 0 | 0 | 0 | 0 | 0 |  |  | 0.44776 |  |  | 0 | 0.72941 | 0 | 0 | 0 | 0 | 11.8322 | 0 | 0 | 0
| 21 | 0 |  | 0 | 0 | [5 empty] | 7.9628 |  | 0 |  |  |  |  | 1.5417 |  |  |  | 12.0269 | 0 | 0 | 0 | 0 | 0 |  |  | 0.73417 |  | 0 | 0 | 0 | 0 | 0 | 0 | 0 | 0 | 0 | 0 | 0 | 0 | 0 | 0 | 0 |  |  | 2.1748 |  |  | 0 | 0.73417 | 0 | 0 | 0 | 0 | 12.0269 | 0 | 0 | 0
| 22 | 0 |  | 0 | 0 | [5 empty] | 7.9502 |  | 0 |  |  |  |  | 1.5417 |  |  |  | 12.0037 | 0 | 0 | 0 | 0 | 0 |  |  | 0.73515 |  | 0 | 0 | 0 | 0 | 0 | 0 | 0 | 0 | 0 | 0 | 0 | 0 | 0 | 0 | 0 |  |  | 0.51172 |  |  | 0 | 0.73515 | 0 | 0 | 0 | 0 | 12.0037 | 0 | 0 | 0
| 23 | 0 |  | 0 | 0 | [5 empty] | 7.9628 |  | 0 |  |  |  |  | 1.5417 |  |  |  | 12.0269 | 0 | 0 | 0 | 0 | 0 |  |  | 0.73417 |  | 0 | 0 | 0 | 0 | 0 | 0 | 0 | 0 | 0 | 0 | 0 | 0 | 0 | 0 | 0 |  |  | 0 |  |  | 0 | 0.73417 | 0 | 0 | 0 | 0 | 12.0269 | 0 | 0 | 0
| 24 | 0 |  | 0 | 0 | [5 empty] | 8.6237 |  | 0 |  |  |  |  | 1.5417 |  |  |  | 12.1958 | 0 | 0 | 0 | 0 | 0 |  |  | 0.5505 |  | 0 | 0 | 0 | 0 | 0 | 0 | 0 | 0 | 0 | 0 | 0 | 0 | 0 | 0 | 0 |  |  | 0 |  |  | 0 | 0.5505 | 0 | 0 | 0 | 0 | 12.1958 | 0 | 0 | 0
| 25 | 0 |  | 0 | 0 | [5 empty] | 8.5134 |  | 0 |  |  |  |  | 1.5417 |  |  |  | 11.1258 | 0 | 1.1219 | 0 | 0 | 0 |  |  | 0 |  | 0 | 0 | 0 | 0 | 0 | 0 | 0 | 0 | 0 | 0 | 0 | 0 | 0 | 0 | 0 |  |  | 0 |  |  | 0 | 0 | 0 | 0 | 0 | 0 | 9.9167 | 0 | 0 | 0
| 26 | 0 |  | 0 | 0 | [5 empty] | 8.3664 |  | 0 |  |  |  |  | 1.5417 |  |  |  | 9.9906 | 0 | 2.2486 | 0 | 0 | 0 |  |  | 0 |  | 0 | 0 | 0 | 0 | 0 | 0 | 0 | 0 | 0 | 0 | 0 | 0 | 0 | 0 | 0 |  |  | 0 |  |  | 0 | 0 | 0 | 0 | 0 | 0 | 9.9906 | 0 | 0 | 0
| 27 | 0 |  | 0 | 0 | [5 empty] | 8.4372 |  | 0 |  |  |  |  | 1.5417 |  |  |  | 10.1209 | 0 | 2.2388 | 0 | 0 | 0 |  |  | 0 |  | 0 | 0 | 0 | 0 | 0 | 0 | 0 | 0 | 0 | 0 | 0 | 0 | 0 | 0 | 0 |  |  | 0 |  |  | 0 | 0 | 0 | 0 | 0 | 0 | 10.1088 | 0 | 0 | 0
| 28 | 0 |  | 0 | 0 | [5 empty] | 8.4747 |  | 0 |  |  |  |  | 1.5417 |  |  |  | 10.1814 | 0 | 2.2451 | 0 | 0 | 0 |  |  | 0 |  | 0 | 0 | 0 | 0 | 0 | 0 | 0 | 0 | 0 | 0 | 0 | 0 | 0 | 0 | 0 |  |  | 0 |  |  | 0 | 0 | 0 | 0 | 0 | 0 | 10.1753 | 0 | 0 | 0
| 29 | 0 |  | 0 | 0 | [5 empty] | 8.4876 |  | 0 |  |  |  |  | 1.5417 |  |  |  | 10.2035 | 0 | 2.2454 | 0 | 0 | 0 |  |  | 0 |  | 0 | 0 | 0 | 0 | 0 | 0 | 0 | 0 | 0 | 0 | 0 | 0 | 0 | 0 | 0 |  |  | 0 |  |  | 0 | 0 | 0 | 0 | 0 | 0 | 10.1975 | 0 | 0 | 0
| 30 | 0 |  | 0 | 0 | [5 empty] | 8.9557 |  | 0 |  |  |  |  | 1.5417 |  |  |  | 12.7662 | 0 | 0 | 0 | 0 | 0.51196 |  |  | 0 |  | 0 | 0 | 0 | 0 | 0 | 0 | 0 | 0 | 0 | 0 | 0 | 0 | 0 | 0 | 0 |  |  | 0 |  |  | 0 | 0 | 0 | 0 | 0 | 0 | 13.2782 | 0 | 0 | 0
| 31 | 0 |  | 0 | 0 | [5 empty] | 8.5977 |  | 0 |  |  |  |  | 1.6773 |  |  |  | 12.2054 | 0 | 0 | 0 | 0 | 0.66377 |  |  | 0 |  | 0 | 0 | 0 | 0 | 0 | 0 | 0 | 0 | 0 | 0 | 0 | 0 | 0 | 0 | 0 |  |  | 7.1001 |  |  | 0 | 0 | 0 | 0 | 0 | 0 | 12.8692 | 0 | 0 | 0
| 32 | 0 |  | 0 | 0 | [5 empty] | 6.0539 |  | 0 |  |  |  |  | 5.8685 |  |  |  | 8.582 | 0 | 0 | 0 | 0 | 0 |  |  | 0 |  | 0 | 0 | 0 | 0 | 0 | 0 | 0 | 0 | 0 | 0 | 0 | 0 | 0 | 0 | 0 |  |  | 0 |  |  | 0 | 0 | 0 | 0 | 0 | 0 | 8.582 | 0 | 0 | 0
| 33 | 0 |  | 0 | 0 | [5 empty] | 8.1409 |  | 0 |  |  |  |  | 5.7125 |  |  |  | 10.5886 | 0 | 1.0969 | 0 | 0 | 0 |  |  | 0 |  | 0 | 0 | 0 | 0 | 0 | 0 | 0 | 0 | 0 | 0 | 0 | 0 | 0 | 0 | 0 |  |  | 0 |  |  | 0 | 0 | 0 | 0 | 0 | 0 | 9.3796 | 0 | 0 | 0
| 34 | 0 |  | 0 | 0 | [5 empty] | 6.3215 |  | 0 |  |  |  |  | 4.0856 |  |  |  | 8.8604 | 0 | 0 | 0 | 0 | 0.71391 |  |  | 0 |  | 0 | 0 | 0 | 0 | 0 | 0 | 0 | 0 | 0 | 0 | 0 | 0 | 0 | 0 | 0 |  |  | 0 |  |  | 0 | 0 | 0 | 0 | 0 | 0 | 9.5743 | 0 | 0 | 0
| 35 | 0 |  | 0 | 0 | [5 empty] | 6.2679 |  | 0 |  |  |  |  | 3.9644 |  |  |  | 8.7009 | 0 | 0 | 0 | 0 | 0.46282 |  |  | 0 |  | 0 | 0 | 0 | 0 | 0 | 0 | 0 | 0 | 0 | 0 | 0 | 0 | 0 | 0 | 0 |  |  | 0 |  |  | 0 | 0 | 0 | 0 | 0 | 0 | 9.1637 | 0 | 0 | 0
| 36 | 0 |  | 0 | 0 | [5 empty] | 8.2034 |  | 0 |  |  |  |  | 4.4573 |  |  |  | 11.3355 | 0 | 0 | 0 | 0 | 0 |  |  | 0 |  | 0 | 0 | 0 | 0 | 0 | 0 | 0 | 0 | 0 | 0 | 0 | 0 | 0 | 0 | 0 |  |  | 0.38379 |  |  | 0 | 0 | 0 | 0 | 0 | 0 | 10.1264 | 0 | 0 | 0
| 37 | 0 |  | 0 | 0 | [5 empty] | 7.7116 |  | 0 |  |  |  |  | 5.3092 |  |  |  | 7.3274 | 0 | 3.9369 | 0 | 0 | 0.16637 |  |  | 0 |  | 0 | 0 | 0 | 0 | 0 | 0 | 0 | 0 | 0 | 0 | 0 | 0 | 0 | 0 | 0 |  |  | 0 |  |  | 0 | 0 | 0 | 0 | 0 | 0 | 7.4938 | 0 | 0 | 0
| 38 | 0 |  | 0 | 0 | [5 empty] | 8.5373 |  | 0 |  |  |  |  | 2.2339 |  |  |  | 11.642 | 0 | 0 | 0 | 0 | 0 |  |  | 0 |  | 0 | 0 | 0 | 0 | 0 | 0 | 0 | 0 | 0 | 0 | 0 | 0 | 0 | 0 | 0 |  |  | 0.63965 |  |  | 0 | 0 | 0 | 0 | 0 | 0 | 11.461 | 0 | 0 | 0
| 39 | 0 |  | 0 | 0 | [5 empty] | 8.4374 |  | 0 |  |  |  |  | 1.7655 |  |  |  | 11.55 | 0 | 0 | 0 | 0 | 0 |  |  | 0 |  | 0 | 0 | 0 | 0 | 0 | 0 | 0 | 0 | 0 | 0 | 0 | 0 | 0 | 0 | 0 |  |  | 1.0874 |  |  | 0 | 0 | 0 | 0 | 0 | 0 | 11.544 | 0 | 0 | 0
| 40 | 0 |  | 0 | 0 | [5 empty] | 8.213 |  | 0.063503 |  |  |  |  | 1.5417 |  |  |  | 11.3442 | 0 | 0 | 0 | 0 | 0 |  |  | 0 |  | 0 | 0 | 0 | 0 | 0 | 0 | 0 | 0 | 0 | 0 | 0 | 0 | 0 | 0 | 0 |  |  | 0 |  |  | 0 | 0 | 0 | 0 | 0 | 0 | 11.3382 | 0 | 0 | 0
| 41 | 0 |  | 0 | 0 | [5 empty] | 8.0933 |  | 0.35766 |  |  |  |  | 1.5417 |  |  |  | 11.2348 | 0 | 0 | 0 | 0 | 0 |  |  | 0 |  | 0 | 0 | 0 | 0 | 0 | 0 | 0 | 0 | 0 | 0 | 0 | 0 | 0 | 0 | 0 |  |  | 0 |  |  | 0 | 0 | 0 | 0 | 0 | 0 | 11.2287 | 0 | 0 | 0
| 42 | 0 |  | 0 | 0 | [5 empty] | 8.0405 |  | 0.48709 |  |  |  |  | 1.5417 |  |  |  | 11.1866 | 0 | 0 | 0 | 0 | 0 |  |  | 0 |  | 0 | 0 | 0 | 0 | 0 | 0 | 0 | 0 | 0 | 0 | 0 | 0 | 0 | 0 | 0 |  |  | 1.6631 |  |  | 0 | 0 | 0 | 0 | 0 | 0 | 11.1806 | 0 | 0 | 0
| 43 | 0 |  | 0 | 0 | [5 empty] | 8.0405 |  | 0.48709 |  |  |  |  | 1.5417 |  |  |  | 11.1866 | 0 | 0 | 0 | 0 | 0 |  |  | 0 |  | 0 | 0 | 0 | 0 | 0 | 0 | 0 | 0 | 0 | 0 | 0 | 0 | 0 | 0 | 0 |  |  | 0.95947 |  |  | 0 | 0 | 0 | 0 | 0 | 0 | 11.1806 | 0 | 0 | 0
| 44 | 0 |  | 0 | 0 | [5 empty] | 7.9925 |  | 0.60475 |  |  |  |  | 1.5417 |  |  |  | 11.1428 | 0 | 0 | 0 | 0 | 0 |  |  | 0 |  | 0 | 0 | 0 | 0 | 0 | 0 | 0 | 0 | 0 | 0 | 0 | 0 | 0 | 0 | 0 |  |  | 1.0874 |  |  | 0 | 0 | 0 | 0 | 0 | 0 | 11.1368 | 0 | 0 | 0
| 45 | 0 |  | 0 | 0 | [5 empty] | 8.0073 |  | 0.61956 |  |  |  |  | 1.5417 |  |  |  | 11.1737 | 0 | 0 | 0 | 0 | 0 |  |  | 0 |  | 0 | 0 | 0 | 0 | 0 | 0 | 0 | 0 | 0 | 0 | 0 | 0 | 0 | 0 | 0 |  |  | 0 |  |  | 0 | 0 | 0 | 0 | 0 | 0 | 11.1737 | 0 | 0 | 0
| 46 | 0 |  | 0 | 0 | [5 empty] | 8.0021 |  | 0.54145 |  |  |  |  | 1.5417 |  |  |  | 11.1516 | 0 | 0 | 0 | 0 | 0.033724 |  |  | 0 |  | 0 | 0 | 0 | 0 | 0 | 0 | 0 | 0 | 0 | 0 | 0 | 0 | 0 | 0 | 0 |  |  | 0 |  |  | 0 | 0 | 0 | 0 | 0 | 0 | 11.1853 | 0 | 0 | 0
| 47 | 0 |  | 0 | 0 | [5 empty] | 8.0117 |  | 0 |  |  |  |  | 1.5417 |  |  |  | 11.1603 | 0 | 0 | 0 | 0 | 0.55164 |  |  | 0 |  | 0 | 0 | 0 | 0 | 0 | 0 | 0 | 0 | 0 | 0 | 0 | 0 | 0 | 0 | 0 |  |  | 0 |  |  | 0 | 0 | 0 | 0 | 0 | 0 | 11.712 | 0 | 0 | 0
| 48 | 0 |  | 0 | 0 | [5 empty] | 8.1564 |  | 0 |  |  |  |  | 1.5417 |  |  |  | 11.1919 | 0 | 0 | 0 | 0 | 0.57919 |  |  | 0 |  | 0 | 0 | 0 | 0 | 0 | 0 | 0 | 0 | 0 | 0 | 0 | 0 | 0 | 0 | 0 |  |  | 0 |  |  | 0 | 0 | 0 | 0 | 0 | 0 | 11.7711 | 0 | 0 | 0
| 49 | 0 |  | 0 | 0 | [5 empty] | 8.0196 |  | 0 |  |  |  |  | 1.5417 |  |  |  | 10.0487 | 0 | 1.1754 | 0 | 0 | 0 |  |  | 0 |  | 0 | 0 | 0 | 0 | 0 | 0 | 0 | 0 | 0 | 0 | 0 | 0 | 0 | 0 | 0 |  |  | 0 |  |  | 0 | 0 | 0 | 0 | 0 | 0 | 8.8972 | 0 | 0 | 0
| 50 | 0 |  | 0 | 0 | [5 empty] | 7.8674 |  | 0 |  |  |  |  | 1.5417 |  |  |  | 8.9416 | 0 | 2.2749 | 0 | 0 | 0 |  |  | 0 |  | 0 | 0 | 0 | 0 | 0 | 0 | 0 | 0 | 0 | 0 | 0 | 0 | 0 | 0 | 0 |  |  | 0 |  |  | 0 | 0 | 0 | 0 | 0 | 0 | 8.9416 | 0 | 0 | 0
| 51 | 0 |  | 0 | 0 | [5 empty] | 7.8413 |  | 0 |  |  |  |  | 1.5417 |  |  |  | 8.9087 | 0 | 2.2632 | 0 | 0 | 0 |  |  | 0 |  | 0 | 0 | 0 | 0 | 0 | 0 | 0 | 0 | 0 | 0 | 0 | 0 | 0 | 0 | 0 |  |  | 0 |  |  | 0 | 0 | 0 | 0 | 0 | 0 | 8.8972 | 0 | 0 | 0
| 52 | 0 |  | 0 | 0 | [5 empty] | 7.8116 |  | 0 |  |  |  |  | 1.5417 |  |  |  | 8.8529 | 0 | 2.2735 | 0 | 0 | 0 |  |  | 0 |  | 0 | 0 | 0 | 0 | 0 | 0 | 0 | 0 | 0 | 0 | 0 | 0 | 0 | 0 | 0 |  |  | 0 |  |  | 0 | 0 | 0 | 0 | 0 | 0 | 8.8529 | 0 | 0 | 0
| 53 | 0 |  | 0 | 0 | [5 empty] | 7.79 |  | 0 |  |  |  |  | 1.5417 |  |  |  | 8.647 | 0 | 2.4916 | 0 | 0 | 0.22812 |  |  | 0 |  | 0 | 0 | 0 | 0 | 0 | 0 | 0 | 0 | 0 | 0 | 0 | 0 | 0 | 0 | 0 |  |  | 0 |  |  | 0 | 0 | 0 | 0 | 0 | 0 | 8.8751 | 0 | 0 | 0
| 54 | 0 |  | 0 | 0 | [5 empty] | 8.3232 |  | 0 |  |  |  |  | 1.5417 |  |  |  | 11.4579 | 0 | 0 | 0 | 0 | 0.55694 |  |  | 0 |  | 0 | 0 | 0 | 0 | 0 | 0 | 0 | 0 | 0 | 0 | 0 | 0 | 0 | 0 | 0 |  |  | 0 |  |  | 0 | 0 | 0 | 0 | 0 | 0 | 12.0149 | 0 | 0 | 0
| 55 | 0 |  | 0 | 0 | [5 empty] | 8.221 |  | 0 |  |  |  |  | 1.617 |  |  |  | 11.2439 | 0 | 0 | 0 | 0 | 0.32616 |  |  | 0 |  | 0 | 0 | 0 | 0 | 0 | 0 | 0 | 0 | 0 | 0 | 0 | 0 | 0 | 0 | 0 |  |  | 6.9082 |  |  | 0 | 0 | 0 | 0 | 0 | 0 | 11.5701 | 0 | 0 | 0
| 56 | 0 |  | 0 | 0 | [5 empty] | 8.1127 |  | 0 |  |  |  |  | 1.9356 |  |  |  | 11.03 | 0 | 0 | 0 | 0 | 0 |  |  | 0 |  | 0 | 0 | 0 | 0 | 0 | 0 | 0 | 0 | 0 | 0 | 0 | 0 | 0 | 0 | 0 |  |  | 0 |  |  | 0 | 0 | 0 | 0 | 0 | 0 | 11.03 | 0 | 0 | 0
| 57 | 0 |  | 0 | 0 | [5 empty] | 6.5699 |  | 0 |  |  |  |  | 3.7533 |  |  |  | 8.8502 | 0 | 0 | 0 | 0 | 0 |  |  | 0 |  | 0 | 0 | 0 | 0 | 0 | 0 | 0 | 0 | 0 | 0 | 0 | 0 | 0 | 0 | 0 |  |  | 0 |  |  | 0 | 0 | 0 | 0 | 0 | 0 | 8.8502 | 0 | 0 | 0
| 58 | 0 |  | 0 | 0 | [5 empty] | 6.5797 |  | 0 |  |  |  |  | 4.4075 |  |  |  | 7.6493 | 0 | 1.3443 | 0 | 0 | 0 |  |  | 0 |  | 0 | 0 | 0 | 0 | 0 | 0 | 0 | 0 | 0 | 0 | 0 | 0 | 0 | 0 | 0 |  |  | 0 |  |  | 0 | 0 | 0 | 0 | 0 | 0 | 7.6493 | 0 | 0 | 0
| 59 | 0 |  | 0 | 0 | [5 empty] | 8.6492 |  | 0 |  |  |  |  | 3.9923 |  |  |  | 8.8983 | 0 | 3.0851 | 0 | 0 | 0 |  |  | 0 |  | 0 | 0 | 0 | 0 | 0 | 0 | 0 | 0 | 0 | 0 | 0 | 0 | 0 | 0 | 0 |  |  | 0 |  |  | 0 | 0 | 0 | 0 | 0 | 0 | 7.7469 | 0 | 0 | 0
| 60 | 0 |  | 0 | 0 | [5 empty] | 8.3965 |  | 0 |  |  |  |  | 3.8645 |  |  |  | 7.0347 | 0 | 4.9253 | 0 | 0 | 0.72916 |  |  | 0 |  | 0 | 0 | 0 | 0 | 0 | 0 | 0 | 0 | 0 | 0 | 0 | 0 | 0 | 0 | 0 |  |  | 0 |  |  | 0 | 0 | 0 | 0 | 0 | 0 | 7.7638 | 0 | 0 | 0
| 61 | 0 |  | 0 | 0 | [5 empty] | 8.7678 |  | 0 |  |  |  |  | 2.681 |  |  |  | 9.8985 | 0 | 2.0802 | 0 | 0 | 0 |  |  | 0 |  | 0 | 0 | 0 | 0 | 0 | 0 | 0 | 0 | 0 | 0 | 0 | 0 | 0 | 0 | 0 |  |  | 0 |  |  | 0 | 0 | 0 | 0 | 0 | 0 | 9.1468 | 0 | 0 | 0
| 62 | 0 |  | 0 | 0 | [5 empty] | 8.7512 |  | 0 |  |  |  |  | 2.2195 |  |  |  | 9.5328 | 0 | 2.476 | 0 | 0 | 0 |  |  | 0 |  | 0 | 0 | 0 | 0 | 0 | 0 | 0 | 0 | 0 | 0 | 0 | 0 | 0 | 0 | 0 |  |  | 0 |  |  | 0 | 0 | 0 | 0 | 0 | 0 | 9.5271 | 0 | 0 | 0
| 63 | 0 |  | 0 | 0 | [5 empty] | 8.916 |  | 0 |  |  |  |  | 1.8074 |  |  |  | 11.0609 | 0 | 0.92447 | 0 | 0 | 0 |  |  | 0 |  | 0 | 0 | 0 | 0 | 0 | 0 | 0 | 0 | 0 | 0 | 0 | 0 | 0 | 0 | 0 |  |  | 0 |  |  | 0 | 0 | 0 | 0 | 0 | 0 | 11.0551 | 0 | 0 | 0
| 64 | 0 |  | 0 | 0 | [5 empty] | 8.6047 |  | 0 |  |  |  |  | 1.5417 |  |  |  | 10.8755 | 0 | 0.80747 | 0 | 0 | 0 |  |  | 0 |  | 0 | 0 | 0 | 0 | 0 | 0 | 0 | 0 | 0 | 0 | 0 | 0 | 0 | 0 | 0 |  |  | 0 |  |  | 0 | 0 | 0 | 0 | 0 | 0 | 10.8698 | 0 | 0 | 0
| 65 | 0 |  | 0 | 0 | [5 empty] | 8.4972 |  | 0 |  |  |  |  | 1.5417 |  |  |  | 11.1415 | 0 | 0.39756 | 0 | 0 | 0 |  |  | 0 |  | 0 | 0 | 0 | 0 | 0 | 0 | 0 | 0 | 0 | 0 | 0 | 0 | 0 | 0 | 0 |  |  | 0.17813 |  |  | 0 | 0 | 0 | 0 | 0 | 0 | 11.1357 | 0 | 0 | 0
| 66 | 0 |  | 0 | 0 | [5 empty] | 8.5242 |  | 0 |  |  |  |  | 1.5417 |  |  |  | 11.5212 | 0 | 0 | 0 | 0 | 0 |  |  | 0 |  | 0 | 0 | 0 | 0 | 0 | 0 | 0 | 0 | 0 | 0 | 0 | 0 | 0 | 0 | 0 |  |  | 0.51172 |  |  | 0 | 0 | 0 | 0 | 0 | 0 | 11.5155 | 0 | 0 | 0
| 67 | 0 |  | 0 | 0 | [5 empty] | 8.43 |  | 0 |  |  |  |  | 1.5417 |  |  |  | 11.4348 | 0 | 0 | 0 | 0 | 0 |  |  | 0 |  | 0 | 0 | 0 | 0 | 0 | 0 | 0 | 0 | 0 | 0 | 0 | 0 | 0 | 0 | 0 |  |  | 0 |  |  | 0 | 0 | 0 | 0 | 0 | 0 | 11.4291 | 0 | 0 | 0
| 68 | 0 |  | 0 | 0 | [5 empty] | 8.3206 |  | 0.16864 |  |  |  |  | 1.5417 |  |  |  | 11.3348 | 0 | 0 | 0 | 0 | 0 |  |  | 0 |  | 0 | 0 | 0 | 0 | 0 | 0 | 0 | 0 | 0 | 0 | 0 | 0 | 0 | 0 | 0 |  |  | 0 |  |  | 0 | 0 | 0 | 0 | 0 | 0 | 11.3291 | 0 | 0 | 0
| 69 | 0 |  | 0 | 0 | [5 empty] | 8.2011 |  | 0.44928 |  |  |  |  | 1.5417 |  |  |  | 11.2258 | 0 | 0 | 0 | 0 | 0 |  |  | 0 |  | 0 | 0 | 0 | 0 | 0 | 0 | 0 | 0 | 0 | 0 | 0 | 0 | 0 | 0 | 0 |  |  | 1.855 |  |  | 0 | 0 | 0 | 0 | 0 | 0 | 11.2258 | 0 | 0 | 0
| 70 | 0 |  | 0 | 0 | [5 empty] | 8.1662 |  | 0.38932 |  |  |  |  | 1.5417 |  |  |  | 11.1939 | 0 | 0 | 0 | 0 | 0.14349 |  |  | 0 |  | 0 | 0 | 0 | 0 | 0 | 0 | 0 | 0 | 0 | 0 | 0 | 0 | 0 | 0 | 0 |  |  | 0 |  |  | 0 | 0 | 0 | 0 | 0 | 0 | 11.3374 | 0 | 0 | 0
| 71 | 0 |  | 0 | 0 | [5 empty] | 8.236 |  | 0 |  |  |  |  | 1.5417 |  |  |  | 11.2576 | 0 | 0 | 0 | 0 | 0.36574 |  |  | 0 |  | 0 | 0 | 0 | 0 | 0 | 0 | 0 | 0 | 0 | 0 | 0 | 0 | 0 | 0 | 0 |  |  | 0 |  |  | 0 | 0 | 0 | 0 | 0 | 0 | 11.6233 | 0 | 0 | 0
| 72 | 0 |  | 0 | 0 | [5 empty] | 8.0758 |  | 0 |  |  |  |  | 1.5417 |  |  |  | 11.1709 | 0 | 0 | 0 | 0 | 0.60018 |  |  | 0 |  | 0 | 0 | 0 | 0 | 0 | 0 | 0 | 0 | 0 | 0 | 0 | 0 | 0 | 0 | 0 |  |  | 0 |  |  | 0 | 0 | 0 | 0 | 0 | 0 | 11.7711 | 0 | 0 | 0
| 73 | 0 |  | 0 | 0 | [5 empty] | 8.0489 |  | 0 |  |  |  |  | 1.5417 |  |  |  | 10.0889 | 0 | 1.3096 | 0 | 0 | 0 |  |  | 0 |  | 0 | 0 | 0 | 0 | 0 | 0 | 0 | 0 | 0 | 0 | 0 | 0 | 0 | 0 | 0 |  |  | 0 |  |  | 0 | 0 | 0 | 0 | 0 | 0 | 9.0893 | 0 | 0 | 0
| 74 | 0 |  | 0 | 0 | [5 empty] | 8.0863 |  | 0 |  |  |  |  | 1.5417 |  |  |  | 9.3996 | 0 | 2.2635 | 0 | 0 | 0 |  |  | 0 |  | 0 | 0 | 0 | 0 | 0 | 0 | 0 | 0 | 0 | 0 | 0 | 0 | 0 | 0 | 0 |  |  | 0 |  |  | 0 | 0 | 0 | 0 | 0 | 0 | 9.3996 | 0 | 0 | 0
| 75 | 0 |  | 0 | 0 | [5 empty] | 8.0998 |  | 0 |  |  |  |  | 1.5417 |  |  |  | 9.4218 | 0 | 2.2638 | 0 | 0 | 0 |  |  | 0 |  | 0 | 0 | 0 | 0 | 0 | 0 | 0 | 0 | 0 | 0 | 0 | 0 | 0 | 0 | 0 |  |  | 0 |  |  | 0 | 0 | 0 | 0 | 0 | 0 | 9.4218 | 0 | 0 | 0
| 76 | 0 |  | 0 | 0 | [5 empty] | 8.1446 |  | 0 |  |  |  |  | 1.5417 |  |  |  | 9.4956 | 0 | 2.2648 | 0 | 0 | 0 |  |  | 0 |  | 0 | 0 | 0 | 0 | 0 | 0 | 0 | 0 | 0 | 0 | 0 | 0 | 0 | 0 | 0 |  |  | 0 |  |  | 0 | 0 | 0 | 0 | 0 | 0 | 9.4956 | 0 | 0 | 0
| 77 | 0 |  | 0 | 0 | [5 empty] | 8.158 |  | 0 |  |  |  |  | 1.5417 |  |  |  | 9.5178 | 0 | 2.2651 | 0 | 0 | 0 |  |  | 0 |  | 0 | 0 | 0 | 0 | 0 | 0 | 0 | 0 | 0 | 0 | 0 | 0 | 0 | 0 | 0 |  |  | 0 |  |  | 0 | 0 | 0 | 0 | 0 | 0 | 9.5178 | 0 | 0 | 0
| 78 | 0 |  | 0 | 0 | [5 empty] | 8.4403 |  | 0 |  |  |  |  | 1.5417 |  |  |  | 11.7623 | 0 | 0 | 0 | 0 | 0.55542 |  |  | 0 |  | 0 | 0 | 0 | 0 | 0 | 0 | 0 | 0 | 0 | 0 | 0 | 0 | 0 | 0 | 0 |  |  | 0 |  |  | 0 | 0 | 0 | 0 | 0 | 0 | 12.3178 | 0 | 0 | 0
| 79 | 0 |  | 0 | 0 | [5 empty] | 8.2493 |  | 0 |  |  |  |  | 1.7227 |  |  |  | 11.4506 | 0 | 0 | 0 | 0 | 0.39799 |  |  | 0 |  | 0 | 0 | 0 | 0 | 0 | 0 | 0 | 0 | 0 | 0 | 0 | 0 | 0 | 0 | 0 |  |  | 11.1939 |  |  | 0 | 0 | 0 | 0 | 0 | 0 | 11.8486 | 0 | 0 | 0
| 80 | 0 |  | 0 | 0 | [5 empty] | 7.3732 |  | 0 |  |  |  |  | 3.1201 |  |  |  | 10.2 | 0 | 0 | 0 | 0 | 0 |  |  | 0 |  | 0 | 0 | 0 | 0 | 0 | 0 | 0 | 0 | 0 | 0 | 0 | 0 | 0 | 0 | 0 |  |  | 0 |  |  | 0 | 0 | 0 | 0 | 0 | 0 | 10.2 | 0 | 0 | 0
| 81 | 0 |  | 0 | 0 | [5 empty] | 7.8318 |  | 0 |  |  |  |  | 2.4204 |  |  |  | 10.8111 | 0 | 0 | 0 | 0 | 0 |  |  | 0 |  | 0 | 0 | 0 | 0 | 0 | 0 | 0 | 0 | 0 | 0 | 0 | 0 | 0 | 0 | 0 |  |  | 0.38379 |  |  | 0 | 0 | 0 | 0 | 0 | 0 | 10.8111 | 0 | 0 | 0
| 82 | 0 |  | 0 | 0 | [5 empty] | 7.5339 |  | 0 |  |  |  |  | 2.7098 |  |  |  | 10.3517 | 0 | 0 | 0 | 0 | 0 |  |  | 0 |  | 0 | 0 | 0 | 0 | 0 | 0 | 0 | 0 | 0 | 0 | 0 | 0 | 0 | 0 | 0 |  |  | 0.63965 |  |  | 0 | 0 | 0 | 0 | 0 | 0 | 10.3517 | 0 | 0 | 0
| 83 | 0 |  | 0 | 0 | [5 empty] | 7.7395 |  | 0 |  |  |  |  | 5.0841 |  |  |  | 7.9405 | 0 | 3.2389 | 0 | 0 | 0 |  |  | 0 |  | 0 | 0 | 0 | 0 | 0 | 0 | 0 | 0 | 0 | 0 | 0 | 0 | 0 | 0 | 0 |  |  | 0 |  |  | 0 | 0 | 0 | 0 | 0 | 0 | 7.9405 | 0 | 0 | 0
| 84 | 0 |  | 0 | 0 | [5 empty] | 7.2121 |  | 0 |  |  |  |  | 4.2862 |  |  |  | 8.5463 | 0 | 1.575 | 0 | 0 | 0 |  |  | 0 |  | 0 | 0 | 0 | 0 | 0 | 0 | 0 | 0 | 0 | 0 | 0 | 0 | 0 | 0 | 0 |  |  | 3.4142 |  |  | 0 | 0 | 0 | 0 | 0 | 0 | 8.5463 | 0 | 0 | 0
| 85 | 0 |  | 0 | 0 | [5 empty] | 7.378 |  | 0 |  |  |  |  | 2.5079 |  |  |  | 9.9922 | 0 | 0 | 0 | 0 | 0 |  |  | 0 |  | 0 | 0 | 0 | 0 | 0 | 0 | 0 | 0 | 0 | 0 | 0 | 0 | 0 | 0 | 0 |  |  | 0 |  |  | 0 | 0 | 0 | 0 | 0 | 0 | 9.9922 | 0 | 0 | 0
| 86 | 0 |  | 0 | 0 | [5 empty] | 7.117 |  | 0 |  |  |  |  | 2.9345 |  |  |  | 9.6616 | 0 | 0 | 0 | 0 | 0 |  |  | 0 |  | 0 | 0 | 0 | 0 | 0 | 0 | 0 | 0 | 0 | 0 | 0 | 0 | 0 | 0 | 0 |  |  | 0 |  |  | 0 | 0 | 0 | 0 | 0 | 0 | 9.6616 | 0 | 0 | 0
| 87 | 0 |  | 0 | 0 | [5 empty] | 7.7514 |  | 0 |  |  |  |  | 2.1602 |  |  |  | 10.5542 | 0 | 0 | 0 | 0 | 0 |  |  | 0 |  | 0 | 0 | 0 | 0 | 0 | 0 | 0 | 0 | 0 | 0 | 0 | 0 | 0 | 0 | 0 |  |  | 0 |  |  | 0 | 0 | 0 | 0 | 0 | 0 | 10.5542 | 0 | 0 | 0
| 88 | 0 |  | 0 | 0 | [5 empty] | 8.2549 |  | 0 |  |  |  |  | 1.5417 |  |  |  | 11.2539 | 0 | 0.011194 | 0 | 0 | 0 |  |  | 0 |  | 0 | 0 | 0 | 0 | 0 | 0 | 0 | 0 | 0 | 0 | 0 | 0 | 0 | 0 | 0 |  |  | 1.46 |  |  | 0 | 0 | 0 | 0 | 0 | 0 | 11.2539 | 0 | 0 | 0
| 89 | 0 |  | 0 | 0 | [5 empty] | 8.3546 |  | 0 |  |  |  |  | 1.5417 |  |  |  | 11.2835 | 0 | 0.1504 | 0 | 0 | 0 |  |  | 0 |  | 0 | 0 | 0 | 0 | 0 | 0 | 0 | 0 | 0 | 0 | 0 | 0 | 0 | 0 | 0 |  |  | 0.74511 |  |  | 0 | 0 | 0 | 0 | 0 | 0 | 11.2835 | 0 | 0 | 0
| 90 | 0 |  | 0 | 0 | [5 empty] | 8.3516 |  | 0 |  |  |  |  | 1.5417 |  |  |  | 11.2909 | 0 | 0.13905 | 0 | 0 | 0 |  |  | 0 |  | 0 | 0 | 0 | 0 | 0 | 0 | 0 | 0 | 0 | 0 | 0 | 0 | 0 | 0 | 0 |  |  | 0.5006 |  |  | 0 | 0 | 0 | 0 | 0 | 0 | 11.2909 | 0 | 0 | 0
| 91 | 0 |  | 0 | 0 | [5 empty] | 8.4004 |  | 0 |  |  |  |  | 1.5417 |  |  |  | 11.1727 | 0 | 0.32063 | 0 | 0 | 0 |  |  | 0 |  | 0 | 0 | 0 | 0 | 0 | 0 | 0 | 0 | 0 | 0 | 0 | 0 | 0 | 0 | 0 |  |  | 0.19109 |  |  | 0 | 0 | 0 | 0 | 0 | 0 | 11.1727 | 0 | 0 | 0
| 92 | 0 |  | 0 | 0 | [5 empty] | 8.3943 |  | 0 |  |  |  |  | 1.5417 |  |  |  | 11.1874 | 0 | 0.29793 | 0 | 0 | 0 |  |  | 0 |  | 0 | 0 | 0 | 0 | 0 | 0 | 0 | 0 | 0 | 0 | 0 | 0 | 0 | 0 | 0 |  |  | 1.621 |  |  | 0 | 0 | 0 | 0 | 0 | 0 | 11.1874 | 0 | 0 | 0
| 93 | 0 |  | 0 | 0 | [5 empty] | 8.3974 |  | 0 |  |  |  |  | 1.5417 |  |  |  | 11.1801 | 0 | 0.30928 | 0 | 0 | 0 |  |  | 0 |  | 0 | 0 | 0 | 0 | 0 | 0 | 0 | 0 | 0 | 0 | 0 | 0 | 0 | 0 | 0 |  |  | 0.074509 |  |  | 0 | 0 | 0 | 0 | 0 | 0 | 11.1801 | 0 | 0 | 0
| 94 | 0 |  | 0 | 0 | [5 empty] | 8.2173 |  | 0 |  |  |  |  | 1.5417 |  |  |  | 11.1948 | 0 | 0 | 0 | 0 | 0 |  |  | 0 |  | 0 | 0 | 0 | 0 | 0 | 0 | 0 | 0 | 0 | 0 | 0 | 0 | 0 | 0 | 0 |  |  | 0 |  |  | 0 | 0 | 0 | 0 | 0 | 0 | 11.1948 | 0 | 0 | 0
| 95 | 0 |  | 0 | 0 | [5 empty] | 8.2405 |  | 0 |  |  |  |  | 1.5417 |  |  |  | 11.2392 | 0 | 0 | 0 | 0 | 0 |  |  | 0 |  | 0 | 0 | 0 | 0 | 0 | 0 | 0 | 0 | 0 | 0 | 0 | 0 | 0 | 0 | 0 |  |  | 0 |  |  | 0 | 0 | 0 | 0 | 0 | 0 | 11.2392 | 0 | 0 | 0
| 96 | 0 |  | 0 | 0 | [5 empty] | 8.3719 |  | 0 |  |  |  |  | 1.5417 |  |  |  | 11.3648 | 0 | 0 | 0 | 0 | 0 |  |  | 0 |  | 0 | 0 | 0 | 0 | 0 | 0 | 0 | 0 | 0 | 0 | 0 | 0 | 0 | 0 | 0 |  |  | 0 |  |  | 0 | 0 | 0 | 0 | 0 | 0 | 11.3648 | 0 | 0 | 0
| 97 | 0 |  | 0 | 0 | [5 empty] | 8.0898 |  | 0 |  |  |  |  | 1.5417 |  |  |  | 9.6276 | 0 | 1.6716 | 0 | 0 | 0 |  |  | 0 |  | 0 | 0 | 0 | 0 | 0 | 0 | 0 | 0 | 0 | 0 | 0 | 0 | 0 | 0 | 0 |  |  | 0 |  |  | 0 | 0 | 0 | 0 | 0 | 0 | 8.4761 | 0 | 0 | 0
| 98 | 0 |  | 0 | 0 | [5 empty] | 7.8859 |  | 0 |  |  |  |  | 1.5417 |  |  |  | 8.541 | 0 | 2.6763 | 0 | 0 | 0 |  |  | 0 |  | 0 | 0 | 0 | 0 | 0 | 0 | 0 | 0 | 0 | 0 | 0 | 0 | 0 | 0 | 0 |  |  | 0 |  |  | 0 | 0 | 0 | 0 | 0 | 0 | 8.5352 | 0 | 0 | 0
| 99 | 0 |  | 0 | 0 | [5 empty] | 7.8332 |  | 0 |  |  |  |  | 1.5417 |  |  |  | 8.674 | 0 | 2.4718 | 0 | 0 | 0 |  |  | 0 |  | 0 | 0 | 0 | 0 | 0 | 0 | 0 | 0 | 0 | 0 | 0 | 0 | 0 | 0 | 0 |  |  | 0 |  |  | 0 | 0 | 0 | 0 | 0 | 0 | 8.6682 | 0 | 0 | 0
| 100 | 0 |  | 0 | 0 | [5 empty] | 7.8713 |  | 0 |  |  |  |  | 1.5417 |  |  |  | 8.5779 | 0 | 2.6195 | 0 | 0 | 0 |  |  | 0 |  | 0 | 0 | 0 | 0 | 0 | 0 | 0 | 0 | 0 | 0 | 0 | 0 | 0 | 0 | 0 |  |  | 0 |  |  | 0 | 0 | 0 | 0 | 0 | 0 | 8.5722 | 0 | 0 | 0
| 101 | 0 |  | 0 | 0 | [5 empty] | 7.7904 |  | 0 |  |  |  |  | 1.5417 |  |  |  | 7.1981 | 0 | 4.0844 | 0 | 0 | 1.1229 |  |  | 0 |  | 0 | 0 | 0 | 0 | 0 | 0 | 0 | 0 | 0 | 0 | 0 | 0 | 0 | 0 | 0 |  |  | 0 |  |  | 0 | 0 | 0 | 0 | 0 | 0 | 8.321 | 0 | 0 | 0
| 102 | 0 |  | 0 | 0 | [5 empty] | 8.6332 |  | 0 |  |  |  |  | 1.5417 |  |  |  | 11.6212 | 0 | 0 | 0 | 0 | 0 |  |  | 0 |  | 0 | 0 | 0 | 0 | 0 | 0 | 0 | 0 | 0 | 0 | 0 | 0 | 0 | 0 | 0 |  |  | 0 |  |  | 0 | 0 | 0 | 0 | 0 | 0 | 11.0323 | 0 | 0 | 0
| 103 | 0 |  | 0 | 0 | [5 empty] | 7.6148 |  | 0 |  |  |  |  | 1.6773 |  |  |  | 10.2263 | 0 | 0 | 0 | 0 | 0.5743 |  |  | 0 |  | 0 | 0 | 0 | 0 | 0 | 0 | 0 | 0 | 0 | 0 | 0 | 0 | 0 | 0 | 0 |  |  | 3.4541 |  |  | 0 | 0 | 0 | 0 | 0 | 0 | 10.8006 | 0 | 0 | 0
| 104 | 0 |  | 0 | 0 | [5 empty] | 7.3188 |  | 0 |  |  |  |  | 2.4506 |  |  |  | 9.7687 | 0 | 0 | 0 | 0 | 0 |  |  | 0 |  | 0 | 0 | 0 | 0 | 0 | 0 | 0 | 0 | 0 | 0 | 0 | 0 | 0 | 0 | 0 |  |  | 6.4605 |  |  | 0 | 0 | 0 | 0 | 0 | 0 | 9.7687 | 0 | 0 | 0
| 105 | 0 |  | 0 | 0 | [5 empty] | 6.6164 |  | 0 |  |  |  |  | 3.0562 |  |  |  | 8.7494 | 0 | 0 | 0 | 0 | 0 |  |  | 0 |  | 0 | 0 | 0 | 0 | 0 | 0 | 0 | 0 | 0 | 0 | 0 | 0 | 0 | 0 | 0 |  |  | 0 |  |  | 0 | 0 | 0 | 0 | 0 | 0 | 8.7494 | 0 | 0 | 0
| 106 | 0 |  | 0 | 0 | [5 empty] | 6.053 |  | 0 |  |  |  |  | 3.4446 |  |  |  | 7.9325 | 0 | 0 | 0 | 0 | 0 |  |  | 0 |  | 0 | 0 | 0 | 0 | 0 | 0 | 0 | 0 | 0 | 0 | 0 | 0 | 0 | 0 | 0 |  |  | 0 |  |  | 0 | 0 | 0 | 0 | 0 | 0 | 7.9325 | 0 | 0 | 0
| 107 | 0 |  | 0 | 0 | [5 empty] | 6.7231 |  | 0 |  |  |  |  | 4.5094 |  |  |  | 6.5722 | 0 | 2.6776 | 0 | 0 | 0 |  |  | 0 |  | 0 | 0 | 0 | 0 | 0 | 0 | 0 | 0 | 0 | 0 | 0 | 0 | 0 | 0 | 0 |  |  | 0 |  |  | 0 | 0 | 0 | 0 | 0 | 0 | 6.5722 | 0 | 0 | 0
| 108 | 0 |  | 0 | 0 | [5 empty] | 5.3591 |  | 0 |  |  |  |  | 4.2981 |  |  |  | 6.6062 | 0 | 0.43106 | 0 | 0 | 0 |  |  | 0 |  | 0 | 0 | 0 | 0 | 0 | 0 | 0 | 0 | 0 | 0 | 0 | 0 | 0 | 0 | 0 |  |  | 0.20859 |  |  | 0 | 0 | 0 | 0 | 0 | 0 | 6.6062 | 0 | 0 | 0
| 109 | 0 |  | 0 | 0 | [5 empty] | 8.6718 |  | 0 |  |  |  |  | 4.3843 |  |  |  | 7.3981 | 0 | 4.6603 | 0 | 0 | 0 |  |  | 0 |  | 0 | 0 | 0 | 0 | 0 | 0 | 0 | 0 | 0 | 0 | 0 | 0 | 0 | 0 | 0 |  |  | 0 |  |  | 0 | 0 | 0 | 0 | 0 | 0 | 6.2467 | 0 | 0 | 0
| 110 | 0 |  | 0 | 0 | [5 empty] | 9.064 |  | 0 |  |  |  |  | 2.4503 |  |  |  | 8.3416 | 0 | 4.1657 | 0 | 0 | 0 |  |  | 0 |  | 0 | 0 | 0 | 0 | 0 | 0 | 0 | 0 | 0 | 0 | 0 | 0 | 0 | 0 | 0 |  |  | 0 |  |  | 0 | 0 | 0 | 0 | 0 | 0 | 8.3359 | 0 | 0 | 0
| 111 | 0 |  | 0 | 0 | [5 empty] | 8.9993 |  | 0 |  |  |  |  | 2.3792 |  |  |  | 8.6269 | 0 | 3.7707 | 0 | 0 | 0 |  |  | 0 |  | 0 | 0 | 0 | 0 | 0 | 0 | 0 | 0 | 0 | 0 | 0 | 0 | 0 | 0 | 0 |  |  | 0 |  |  | 0 | 0 | 0 | 0 | 0 | 0 | 8.6211 | 0 | 0 | 0
| 112 | 0 |  | 0 | 0 | [5 empty] | 7.4096 |  | 0 |  |  |  |  | 1.5417 |  |  |  | 9.6787 | 0 | 0 | 0 | 0 | 0 |  |  | 0 |  | 0 | 0 | 0 | 0 | 0 | 0 | 0 | 0 | 0 | 0 | 0 | 0 | 0 | 0 | 0 |  |  | 3.0064 |  |  | 0 | 0 | 0 | 0 | 0 | 0 | 9.673 | 0 | 0 | 0
| 113 | 0 |  | 0 | 0 | [5 empty] | 7.4733 |  | 0 |  |  |  |  | 1.5417 |  |  |  | 9.7821 | 0 | 0 | 0 | 0 | 0 |  |  | 0 |  | 0 | 0 | 0 | 0 | 0 | 0 | 0 | 0 | 0 | 0 | 0 | 0 | 0 | 0 | 0 |  |  | 0.57569 |  |  | 0 | 0 | 0 | 0 | 0 | 0 | 9.7764 | 0 | 0 | 0
| 114 | 0 |  | 0 | 0 | [5 empty] | 7.6345 |  | 0 |  |  |  |  | 1.5417 |  |  |  | 10.0481 | 0 | 0 | 0 | 0 | 0 |  |  | 0 |  | 0 | 0 | 0 | 0 | 0 | 0 | 0 | 0 | 0 | 0 | 0 | 0 | 0 | 0 | 0 |  |  | 0 |  |  | 0 | 0 | 0 | 0 | 0 | 0 | 10.0423 | 0 | 0 | 0
| 115 | 0 |  | 0 | 0 | [5 empty] | 6.9616 |  | 0 |  |  |  |  | 1.5417 |  |  |  | 9.2223 | 0 | 0 | 0 | 0 | 1.1229 |  |  | 0 |  | 0 | 0 | 0 | 0 | 0 | 0 | 0 | 0 | 0 | 0 | 0 | 0 | 0 | 0 | 0 |  |  | 0 |  |  | 0 | 0 | 0 | 0 | 0 | 0 | 10.3452 | 0 | 0 | 0
| 116 | 0 |  | 0 | 0 | [5 empty] | 8.0279 |  | 0 |  |  |  |  | 1.5417 |  |  |  | 10.6951 | 0 | 0 | 0 | 0 | 0 |  |  | 0 |  | 0 | 0 | 0 | 0 | 0 | 0 | 0 | 0 | 0 | 0 | 0 | 0 | 0 | 0 | 0 |  |  | 3.7739 |  |  | 0 | 0 | 0 | 0 | 0 | 0 | 10.5964 | 0 | 0 | 0
| 117 | 0 |  | 0 | 0 | [5 empty] | 8.0123 |  | 0 |  |  |  |  | 1.5417 |  |  |  | 10.6999 | 0 | 0 | 0 | 0 | 0 |  |  | 0 |  | 0 | 0 | 0 | 0 | 0 | 0 | 0 | 0 | 0 | 0 | 0 | 0 | 0 | 0 | 0 |  |  | 0.44776 |  |  | 0 | 0 | 0 | 0 | 0 | 0 | 10.6999 | 0 | 0 | 0
| 118 | 0 |  | 0 | 0 | [5 empty] | 8.0289 |  | 0 |  |  |  |  | 1.5417 |  |  |  | 10.7294 | 0 | 0 | 0 | 0 | 0 |  |  | 0 |  | 0 | 0 | 0 | 0 | 0 | 0 | 0 | 0 | 0 | 0 | 0 | 0 | 0 | 0 | 0 |  |  | 1.6631 |  |  | 0 | 0 | 0 | 0 | 0 | 0 | 10.7294 | 0 | 0 | 0
| 119 | 0 |  | 0 | 0 | [5 empty] | 8.8258 |  | 0 |  |  |  |  | 1.5417 |  |  |  | 11.7985 | 0 | 0 | 0 | 0 | 0 |  |  | 0 |  | 0 | 0 | 0 | 0 | 0 | 0 | 0 | 0 | 0 | 0 | 0 | 0 | 0 | 0 | 0 |  |  | 0 |  |  | 0 | 0 | 0 | 0 | 0 | 0 | 10.7442 | 0 | 0 | 0
| 120 | 0 |  | 0 | 0 | [5 empty] | 8.203 |  | 0 |  |  |  |  | 1.5417 |  |  |  | 9.7321 | 0 | 1.8335 | 0 | 0 | 1.1229 |  |  | 0 |  | 0 | 0 | 0 | 0 | 0 | 0 | 0 | 0 | 0 | 0 | 0 | 0 | 0 | 0 | 0 |  |  | 0 |  |  | 0 | 0 | 0 | 0 | 0 | 0 | 10.855 | 0 | 0 | 0
| 121 | 0 |  | 0 | 0 | [5 empty] | 7.8932 |  | 0 |  |  |  |  | 1.5417 |  |  |  | 8.0403 | 0 | 3.3833 | 0 | 0 | 0 |  |  | 0 |  | 0 | 0 | 0 | 0 | 0 | 0 | 0 | 0 | 0 | 0 | 0 | 0 | 0 | 0 | 0 |  |  | 0 |  |  | 0 | 0 | 0 | 0 | 0 | 0 | 8.0403 | 0 | 0 | 0
| 122 | 0 |  | 0 | 0 | [5 empty] | 7.9191 |  | 0 |  |  |  |  | 1.5417 |  |  |  | 7.9738 | 0 | 3.4844 | 0 | 0 | 0 |  |  | 0 |  | 0 | 0 | 0 | 0 | 0 | 0 | 0 | 0 | 0 | 0 | 0 | 0 | 0 | 0 | 0 |  |  | 0 |  |  | 0 | 0 | 0 | 0 | 0 | 0 | 7.9738 | 0 | 0 | 0
| 123 | 0 |  | 0 | 0 | [5 empty] | 7.8614 |  | 0 |  |  |  |  | 1.5417 |  |  |  | 8.1215 | 0 | 3.2596 | 0 | 0 | 0 |  |  | 0 |  | 0 | 0 | 0 | 0 | 0 | 0 | 0 | 0 | 0 | 0 | 0 | 0 | 0 | 0 | 0 |  |  | 0 |  |  | 0 | 0 | 0 | 0 | 0 | 0 | 8.1215 | 0 | 0 | 0
| 124 | 0 |  | 0 | 0 | [5 empty] | 7.7915 |  | 0 |  |  |  |  | 1.5417 |  |  |  | 8.2988 | 0 | 2.9898 | 0 | 0 | 0 |  |  | 0 |  | 0 | 0 | 0 | 0 | 0 | 0 | 0 | 0 | 0 | 0 | 0 | 0 | 0 | 0 | 0 |  |  | 0 |  |  | 0 | 0 | 0 | 0 | 0 | 0 | 8.2988 | 0 | 0 | 0
| 125 | 0 |  | 0 | 0 | [5 empty] | 7.9492 |  | 0 |  |  |  |  | 1.5417 |  |  |  | 9.8636 | 0 | 1.4259 | 0 | 0 | 0 |  |  | 0 |  | 0 | 0 | 0 | 0 | 0 | 0 | 0 | 0 | 0 | 0 | 0 | 0 | 0 | 0 | 0 |  |  | 0 |  |  | 0 | 0 | 0 | 0 | 0 | 0 | 8.6258 | 0 | 0 | 0
| 126 | 0 |  | 0 | 0 | [5 empty] | 7.9489 |  | 0 |  |  |  |  | 1.5417 |  |  |  | 11.1605 | 0 | 0 | 0 | 0 | 0.51458 |  |  | 0 |  | 0 | 0 | 0 | 0 | 0 | 0 | 0 | 0 | 0 | 0 | 0 | 0 | 0 | 0 | 0 |  |  | 0 |  |  | 0 | 0 | 0 | 0 | 0 | 0 | 11.675 | 0 | 0 | 0
| 127 | 0 |  | 0 | 0 | [5 empty] | 7.9259 |  | 0 |  |  |  |  | 1.8958 |  |  |  | 11.1603 | 0 | 0 | 0 | 0 | 0.2862 |  |  | 0 |  | 0 | 0 | 0 | 0 | 0 | 0 | 0 | 0 | 0 | 0 | 0 | 0 | 0 | 0 | 0 |  |  | 7.9317 |  |  | 0 | 0 | 0 | 0 | 0 | 0 | 11.4465 | 0 | 0 | 0
| 128 | 0 |  | 0 | 0 | [5 empty] | 6.8548 |  | 0 |  |  |  |  | 3.3342 |  |  |  | 9.659 | 0 | 0 | 0 | 0 | 0.40088 |  |  | 0 |  | 0 | 0 | 0 | 0 | 0 | 0 | 0 | 0 | 0 | 0 | 0 | 0 | 0 | 0 | 0 |  |  | 6.7803 |  |  | 0 | 0 | 0 | 0 | 0 | 0 | 10.0598 | 0 | 0 | 0
| 129 | 0 |  | 0 | 0 | [5 empty] | 6.5939 |  | 0 |  |  |  |  | 3.9368 |  |  |  | 9.2503 | 0 | 0 | 0 | 0 | 0 |  |  | 0 |  | 0 | 0 | 0 | 0 | 0 | 0 | 0 | 0 | 0 | 0 | 0 | 0 | 0 | 0 | 0 |  |  | 0 |  |  | 0 | 0 | 0 | 0 | 0 | 0 | 9.2503 | 0 | 0 | 0
| 130 | 0 |  | 0 | 0 | [5 empty] | 6.3307 |  | 0 |  |  |  |  | 4.0473 |  |  |  | 8.7677 | 0 | 0 | 0 | 0 | 0 |  |  | 0 |  | 0 | 0 | 0 | 0 | 0 | 0 | 0 | 0 | 0 | 0 | 0 | 0 | 0 | 0 | 0 |  |  | 0 |  |  | 0 | 0 | 0 | 0 | 0 | 0 | 8.6596 | 0 | 0 | 0
| 131 | 0 |  | 0 | 0 | [5 empty] | 6.8813 |  | 0 |  |  |  |  | 4.1766 |  |  |  | 9.4752 | 0 | 0 | 0 | 0 | 0 |  |  | 0 |  | 0 | 0 | 0 | 0 | 0 | 0 | 0 | 0 | 0 | 0 | 0 | 0 | 0 | 0 | 0 |  |  | 0.76758 |  |  | 0 | 0 | 0 | 0 | 0 | 0 | 8.3449 | 0 | 0 | 0
| 132 | 0 |  | 0 | 0 | [5 empty] | 7.5242 |  | 0 |  |  |  |  | 6.7079 |  |  |  | 4.563 | 0 | 6.8538 | 0 | 0 | 1.0445 |  |  | 0 |  | 0 | 0 | 0 | 0 | 0 | 0 | 0 | 0 | 0 | 0 | 0 | 0 | 0 | 0 | 0 |  |  | 0 |  |  | 0 | 0 | 0 | 0 | 0 | 0 | 5.6075 | 0 | 0 | 0
| 133 | 0 |  | 0 | 0 | [5 empty] | 8.5848 |  | 0 |  |  |  |  | 3.3015 |  |  |  | 11.7446 | 0 | 0 | 0 | 0 | 0 |  |  | 0 |  | 0 | 0 | 0 | 0 | 0 | 0 | 0 | 0 | 0 | 0 | 0 | 0 | 0 | 0 | 0 |  |  | 0.57569 |  |  | 0 | 0 | 0 | 0 | 0 | 0 | 10.6718 | 0 | 0 | 0
| 134 | 0 |  | 0 | 0 | [5 empty] | 8.5895 |  | 0 |  |  |  |  | 2.5367 |  |  |  | 11.7489 | 0 | 0 | 0 | 0 | 0 |  |  | 0 |  | 0 | 0 | 0 | 0 | 0 | 0 | 0 | 0 | 0 | 0 | 0 | 0 | 0 | 0 | 0 |  |  | 0.70362 |  |  | 0 | 0 | 0 | 0 | 0 | 0 | 11.7427 | 0 | 0 | 0
| 135 | 0 |  | 0 | 0 | [5 empty] | 8.0518 |  | 0 |  |  |  |  | 4.101 |  |  |  | 8.6464 | 0 | 2.8784 | 0 | 0 | 0 |  |  | 0 |  | 0 | 0 | 0 | 0 | 0 | 0 | 0 | 0 | 0 | 0 | 0 | 0 | 0 | 0 | 0 |  |  | 0 |  |  | 0 | 0 | 0 | 0 | 0 | 0 | 8.6402 | 0 | 0 | 0
| 136 | 0 |  | 0 | 0 | [5 empty] | 8.2069 |  | 0 |  |  |  |  | 1.5417 |  |  |  | 11.3967 | 0 | 0 | 0 | 0 | 0 |  |  | 0 |  | 0 | 0 | 0 | 0 | 0 | 0 | 0 | 0 | 0 | 0 | 0 | 0 | 0 | 0 | 0 |  |  | 1.1514 |  |  | 0 | 0 | 0 | 0 | 0 | 0 | 11.3905 | 0 | 0 | 0
| 137 | 0 |  | 0 | 0 | [5 empty] | 7.9306 |  | 0.64602 |  |  |  |  | 1.5417 |  |  |  | 11.1682 | 0 | 0 | 0 | 0 | 0 |  |  | 0 |  | 0 | 0 | 0 | 0 | 0 | 0 | 0 | 0 | 0 | 0 | 0 | 0 | 0 | 0 | 0 |  |  | 0 |  |  | 0 | 0 | 0 | 0 | 0 | 0 | 11.162 | 0 | 0 | 0
| 138 | 0 |  | 0 | 0 | [5 empty] | 8.5704 |  | 0.5822 |  |  |  |  | 1.5417 |  |  |  | 12.2441 | 0 | 0 | 0 | 0 | 0 |  |  | 0 |  | 0 | 0 | 0 | 0 | 0 | 0 | 0 | 0 | 0 | 0 | 0 | 0 | 0 | 0 | 0 |  |  | 0.63965 |  |  | 0 | 0 | 0 | 0 | 0 | 0 | 12.2379 | 0 | 0 | 0
| 139 | 0 |  | 0 | 0 | [5 empty] | 8.5886 |  | 0.58033 |  |  |  |  | 1.5417 |  |  |  | 12.2755 | 0 | 0 | 0 | 0 | 0 |  |  | 0 |  | 0 | 0 | 0 | 0 | 0 | 0 | 0 | 0 | 0 | 0 | 0 | 0 | 0 | 0 | 0 |  |  | 0 |  |  | 0 | 0 | 0 | 0 | 0 | 0 | 12.2694 | 0 | 0 | 0
| 140 | 0 |  | 0 | 0 | [5 empty] | 8.7064 |  | 0.56822 |  |  |  |  | 1.5417 |  |  |  | 12.4797 | 0 | 0 | 0 | 0 | 0 |  |  | 0 |  | 0 | 0 | 0 | 0 | 0 | 0 | 0 | 0 | 0 | 0 | 0 | 0 | 0 | 0 | 0 |  |  | 1.0874 |  |  | 0 | 0 | 0 | 0 | 0 | 0 | 12.4735 | 0 | 0 | 0
| 141 | 0 |  | 0 | 0 | [5 empty] | 8.8542 |  | 0.54666 |  |  |  |  | 1.5417 |  |  |  | 12.7389 | 0 | 0 | 0 | 0 | 0 |  |  | 0 |  | 0 | 0 | 0 | 0 | 0 | 0 | 0 | 0 | 0 | 0 | 0 | 0 | 0 | 0 | 0 |  |  | 1.0234 |  |  | 0 | 0 | 0 | 0 | 0 | 0 | 12.7389 | 0 | 0 | 0
| 142 | 0 |  | 0 | 0 | [5 empty] | 8.9428 |  | 0.39372 |  |  |  |  | 1.5417 |  |  |  | 12.896 | 0 | 0 | 0 | 0 | 0.14362 |  |  | 0 |  | 0 | 0 | 0 | 0 | 0 | 0 | 0 | 0 | 0 | 0 | 0 | 0 | 0 | 0 | 0 |  |  | 3.0064 |  |  | 0 | 0 | 0 | 0 | 0 | 0 | 13.0396 | 0 | 0 | 0
| 143 | 0 |  | 0 | 0 | [5 empty] | 9.1914 |  | 0 |  |  |  |  | 1.5417 |  |  |  | 13.3436 | 0 | 0 | 0 | 0 | 0.51079 |  |  | 0 |  | 0 | 0 | 0 | 0 | 0 | 0 | 0 | 0 | 0 | 0 | 0 | 0 | 0 | 0 | 0 |  |  | 0 |  |  | 0 | 0 | 0 | 0 | 0 | 0 | 13.8544 | 0 | 0 | 0
| 144 | 0 |  | 0 | 0 | [5 empty] | 9.2089 |  | 0 |  |  |  |  | 1.5417 |  |  |  | 13.5521 | 0 | 0 | 0 | 0 | 0.53869 |  |  | 0 |  | 0 | 0 | 0 | 0 | 0 | 0 | 0 | 0 | 0 | 0 | 0 | 0 | 0 | 0 | 0 |  |  | 0 |  |  | 0 | 0 | 0 | 0 | 0 | 0 | 14.0908 | 0 | 0 | 0
| 145 | 0 |  | 0 | 0 | [5 empty] | 9.0056 |  | 0 |  |  |  |  | 1.5417 |  |  |  | 11.8395 | 0 | 1.7102 | 0 | 0 | 0 |  |  | 0 |  | 0 | 0 | 0 | 0 | 0 | 0 | 0 | 0 | 0 | 0 | 0 | 0 | 0 | 0 | 0 |  |  | 0 |  |  | 0 | 0 | 0 | 0 | 0 | 0 | 11.2983 | 0 | 0 | 0
| 146 | 0 |  | 0 | 0 | [5 empty] | 8.8625 |  | 0 |  |  |  |  | 1.5417 |  |  |  | 11.1874 | 0 | 2.2011 | 0 | 0 | 0 |  |  | 0 |  | 0 | 0 | 0 | 0 | 0 | 0 | 0 | 0 | 0 | 0 | 0 | 0 | 0 | 0 | 0 |  |  | 0 |  |  | 0 | 0 | 0 | 0 | 0 | 0 | 11.1874 | 0 | 0 | 0
| 147 | 0 |  | 0 | 0 | [5 empty] | 8.7284 |  | 0 |  |  |  |  | 1.5417 |  |  |  | 10.9363 | 0 | 2.2003 | 0 | 0 | 0 |  |  | 0 |  | 0 | 0 | 0 | 0 | 0 | 0 | 0 | 0 | 0 | 0 | 0 | 0 | 0 | 0 | 0 |  |  | 0 |  |  | 0 | 0 | 0 | 0 | 0 | 0 | 10.9363 | 0 | 0 | 0
| 148 | 0 |  | 0 | 0 | [5 empty] | 8.8468 |  | 0 |  |  |  |  | 1.5417 |  |  |  | 11.1579 | 0 | 2.201 | 0 | 0 | 0 |  |  | 0 |  | 0 | 0 | 0 | 0 | 0 | 0 | 0 | 0 | 0 | 0 | 0 | 0 | 0 | 0 | 0 |  |  | 0 |  |  | 0 | 0 | 0 | 0 | 0 | 0 | 11.1579 | 0 | 0 | 0
| 149 | 0 |  | 0 | 0 | [5 empty] | 8.9172 |  | 0 |  |  |  |  | 1.5417 |  |  |  | 11.2909 | 0 | 2.2015 | 0 | 0 | 0 |  |  | 0 |  | 0 | 0 | 0 | 0 | 0 | 0 | 0 | 0 | 0 | 0 | 0 | 0 | 0 | 0 | 0 |  |  | 0 |  |  | 0 | 0 | 0 | 0 | 0 | 0 | 11.2909 | 0 | 0 | 0
| 150 | 0 |  | 0 | 0 | [5 empty] | 9.4305 |  | 0 |  |  |  |  | 1.5417 |  |  |  | 13.9725 | 0 | 0 | 0 | 0 | 0.51729 |  |  | 0 |  | 0 | 0 | 0 | 0 | 0 | 0 | 0 | 0 | 0 | 0 | 0 | 0 | 0 | 0 | 0 |  |  | 0 |  |  | 0 | 0 | 0 | 0 | 0 | 0 | 14.4898 | 0 | 0 | 0
| 151 | 0 |  | 0 | 0 | [5 empty] | 8.742 |  | 0 |  |  |  |  | 4.6586 |  |  |  | 11.6758 | 0 | 1.589 | 0 | 0 | 0 |  |  | 0 |  | 0 | 0 | 0 | 0 | 0 | 0 | 0 | 0 | 0 | 0 | 0 | 0 | 0 | 0 | 0 |  |  | 9.7328 |  |  | 0 | 0 | 0 | 0 | 0 | 0 | 11.6758 | 0 | 0 | 0
| 152 | 0 |  | 0 | 0 | [5 empty] | 8.0281 |  | 0 |  |  |  |  | 6.3738 |  |  |  | 9.7315 | 0 | 2.5715 | 0 | 0 | 0 |  |  | 0 |  | 0 | 0 | 0 | 0 | 0 | 0 | 0 | 0 | 0 | 0 | 0 | 0 | 0 | 0 | 0 |  |  | 0 |  |  | 0 | 0 | 0 | 0 | 0 | 0 | 9.7315 | 0 | 0 | 0
| 153 | 0 |  | 0 | 0 | [5 empty] | 8.1903 |  | 0 |  |  |  |  | 6.0308 |  |  |  | 9.7601 | 0 | 2.45 | 0 | 0 | 0 |  |  | 0 |  | 0 | 0 | 0 | 0 | 0 | 0 | 0 | 0 | 0 | 0 | 0 | 0 | 0 | 0 | 0 |  |  | 0 |  |  | 0 | 0 | 0 | 0 | 0 | 0 | 8.4935 | 0 | 0 | 0
| 154 | 0 |  | 0 | 0 | [5 empty] | 7.2343 |  | 0 |  |  |  |  | 6.6502 |  |  |  | 5.6711 | 0 | 5.4501 | 0 | 0 | 1.2352 |  |  | 0 |  | 0 | 0 | 0 | 0 | 0 | 0 | 0 | 0 | 0 | 0 | 0 | 0 | 0 | 0 | 0 |  |  | 0 |  |  | 0 | 0 | 0 | 0 | 0 | 0 | 6.9063 | 0 | 0 | 0
| 155 | 0 |  | 0 | 0 | [5 empty] | 7.856 |  | 0 |  |  |  |  | 5.1938 |  |  |  | 10.5057 | 0 | 0.68764 | 0 | 0 | 0 |  |  | 0 |  | 0 | 0 | 0 | 0 | 0 | 0 | 0 | 0 | 0 | 0 | 0 | 0 | 0 | 0 | 0 |  |  | 0 |  |  | 0 | 0 | 0 | 0 | 0 | 0 | 9.2391 | 0 | 0 | 0
| 156 | 0 |  | 0 | 0 | [5 empty] | 8.2672 |  | 0 |  |  |  |  | 2.9404 |  |  |  | 11.5135 | 0 | 0 | 0 | 0 | 0 |  |  | 0 |  | 0 | 0 | 0 | 0 | 0 | 0 | 0 | 0 | 0 | 0 | 0 | 0 | 0 | 0 | 0 |  |  | 2.9424 |  |  | 0 | 0 | 0 | 0 | 0 | 0 | 11.5072 | 0 | 0 | 0
| 157 | 0 |  | 0 | 0 | [5 empty] | 8.162 |  | 0 |  |  |  |  | 2.4935 |  |  |  | 11.4167 | 0 | 0 | 0 | 0 | 0 |  |  | 0 |  | 0 | 0 | 0 | 0 | 0 | 0 | 0 | 0 | 0 | 0 | 0 | 0 | 0 | 0 | 0 |  |  | 0.95947 |  |  | 0 | 0 | 0 | 0 | 0 | 0 | 11.4103 | 0 | 0 | 0
| 158 | 0 |  | 0 | 0 | [5 empty] | 7.7597 |  | 0 |  |  |  |  | 2.8569 |  |  |  | 10.4136 | 0 | 0.69111 | 0 | 0 | 0 |  |  | 0 |  | 0 | 0 | 0 | 0 | 0 | 0 | 0 | 0 | 0 | 0 | 0 | 0 | 0 | 0 | 0 |  |  | 0.012509 |  |  | 0 | 0 | 0 | 0 | 0 | 0 | 10.4073 | 0 | 0 | 0
| 159 | 0 |  | 0 | 0 | [5 empty] | 7.953 |  | 0 |  |  |  |  | 2.5011 |  |  |  | 11.3337 | 0 | 0 | 0 | 0 | 0 |  |  | 0 |  | 0 | 0 | 0 | 0 | 0 | 0 | 0 | 0 | 0 | 0 | 0 | 0 | 0 | 0 | 0 |  |  | 0 |  |  | 0 | 0 | 0 | 0 | 0 | 0 | 11.3273 | 0 | 0 | 0
| 160 | 0 |  | 0 | 0 | [5 empty] | 8.1968 |  | 0.63698 |  |  |  |  | 1.5417 |  |  |  | 11.7462 | 0 | 0 | 0 | 0 | 0 |  |  | 0 |  | 0 | 0 | 0 | 0 | 0 | 0 | 0 | 0 | 0 | 0 | 0 | 0 | 0 | 0 | 0 |  |  | 0.44776 |  |  | 0 | 0 | 0 | 0 | 0 | 0 | 11.7399 | 0 | 0 | 0
| 161 | 0 |  | 0 | 0 | [5 empty] | 8.5163 |  | 0.60884 |  |  |  |  | 1.5417 |  |  |  | 12.2989 | 0 | 0 | 0 | 0 | 0 |  |  | 0 |  | 0 | 0 | 0 | 0 | 0 | 0 | 0 | 0 | 0 | 0 | 0 | 0 | 0 | 0 | 0 |  |  | 0 |  |  | 0 | 0 | 0 | 0 | 0 | 0 | 12.2926 | 0 | 0 | 0
| 162 | 0 |  | 0 | 0 | [5 empty] | 8.8447 |  | 0.57911 |  |  |  |  | 1.5417 |  |  |  | 12.8827 | 0 | 0 | 0 | 0 | 0 |  |  | 0 |  | 0 | 0 | 0 | 0 | 0 | 0 | 0 | 0 | 0 | 0 | 0 | 0 | 0 | 0 | 0 |  |  | 1.5352 |  |  | 0 | 0 | 0 | 0 | 0 | 0 | 12.8764 | 0 | 0 | 0
| 163 | 0 |  | 0 | 0 | [5 empty] | 8.8877 |  | 0.57515 |  |  |  |  | 1.5417 |  |  |  | 12.9605 | 0 | 0 | 0 | 0 | 0 |  |  | 0 |  | 0 | 0 | 0 | 0 | 0 | 0 | 0 | 0 | 0 | 0 | 0 | 0 | 0 | 0 | 0 |  |  | 0 |  |  | 0 | 0 | 0 | 0 | 0 | 0 | 12.9542 | 0 | 0 | 0
| 164 | 0 |  | 0 | 0 | [5 empty] | 8.8835 |  | 0.56921 |  |  |  |  | 1.5417 |  |  |  | 12.9528 | 0 | 0 | 0 | 0 | 0 |  |  | 0 |  | 0 | 0 | 0 | 0 | 0 | 0 | 0 | 0 | 0 | 0 | 0 | 0 | 0 | 0 | 0 |  |  | 0.51172 |  |  | 0 | 0 | 0 | 0 | 0 | 0 | 12.9528 | 0 | 0 | 0
| 165 | 0 |  | 0 | 0 | [5 empty] | 8.8533 |  | 0.46876 |  |  |  |  | 1.5417 |  |  |  | 12.8983 | 0 | 0 | 0 | 0 | 0.10322 |  |  | 0 |  | 0 | 0 | 0 | 0 | 0 | 0 | 0 | 0 | 0 | 0 | 0 | 0 | 0 | 0 | 0 |  |  | 1.9829 |  |  | 0 | 0 | 0 | 0 | 0 | 0 | 13.0015 | 0 | 0 | 0
| 166 | 0 |  | 0 | 0 | [5 empty] | 8.892 |  | 0 |  |  |  |  | 1.5417 |  |  |  | 12.9683 | 0 | 0 | 0 | 0 | 0.56842 |  |  | 0 |  | 0 | 0 | 0 | 0 | 0 | 0 | 0 | 0 | 0 | 0 | 0 | 0 | 0 | 0 | 0 |  |  | 0 |  |  | 0 | 0 | 0 | 0 | 0 | 0 | 13.5368 | 0 | 0 | 0
| 167 | 0 |  | 0 | 0 | [5 empty] | 9.1002 |  | 0 |  |  |  |  | 1.5417 |  |  |  | 13.3498 | 0 | 0 | 0 | 0 | 0.549 |  |  | 0 |  | 0 | 0 | 0 | 0 | 0 | 0 | 0 | 0 | 0 | 0 | 0 | 0 | 0 | 0 | 0 |  |  | 0 |  |  | 0 | 0 | 0 | 0 | 0 | 0 | 13.8988 | 0 | 0 | 0

## ts_th_sinks
|  | ThDemand: th_dhw:ht_flow | ThDemand: th_dhw:roomheat | ThDemand: th_dhw:dhw | ThDemand: th_dhw:ht_flow_high | ThDemand: th_dhw:air | ThInertia: th-inertia:ht_flow | ThInertia: th-inertia:roomheat | ThInertia: th-inertia:dhw | ThInertia: th-inertia:ht_flow_high | ThInertia: th-inertia:air | RoomheatDemand: th_roomheat:ht_flow | RoomheatDemand: th_roomheat:roomheat | RoomheatDemand: th_roomheat:dhw | RoomheatDemand: th_roomheat:ht_flow_high | RoomheatDemand: th_roomheat:air | Heatpump: hp1:ht_flow | Heatpump: hp1:roomheat | Heatpump: hp1:dhw | Heatpump: hp1:ht_flow_high | Heatpump: hp1:air | MultiTempStorage: buffsto1:ht_flow | MultiTempStorage: buffsto1:roomheat | MultiTempStorage: buffsto1:dhw | MultiTempStorage: buffsto1:ht_flow_high | MultiTempStorage: buffsto1:air | HeatExchanger: th_ht_flow-th_roomheat:ht_flow | HeatExchanger: th_ht_flow-th_roomheat:roomheat | HeatExchanger: th_ht_flow-th_roomheat:dhw | HeatExchanger: th_ht_flow-th_roomheat:ht_flow_high | HeatExchanger: th_ht_flow-th_roomheat:air | Heatpump: ac1:ht_flow | Heatpump: ac1:roomheat | Heatpump: ac1:dhw | Heatpump: ac1:ht_flow_high | Heatpump: ac1:air | MultiTempStorage: dhwsto1:ht_flow | MultiTempStorage: dhwsto1:roomheat | MultiTempStorage: dhwsto1:dhw | MultiTempStorage: dhwsto1:ht_flow_high | MultiTempStorage: dhwsto1:air | HeatExchanger: th_ht_flow_high-th_roomheat:ht_flow | HeatExchanger: th_ht_flow_high-th_roomheat:roomheat | HeatExchanger: th_ht_flow_high-th_roomheat:dhw | HeatExchanger: th_ht_flow_high-th_roomheat:ht_flow_high | HeatExchanger: th_ht_flow_high-th_roomheat:air | ThExport: excess_heat:ht_flow | ThExport: excess_heat:roomheat | ThExport: excess_heat:dhw | ThExport: excess_heat:ht_flow_high | ThExport: excess_heat:air
summer | 0 |  |  | 0 |  |  |  | 0 |  |  |  |  | 6.6416 | [7 empty] | 4.2036 | 0 |  |  | 0 |  | 5.0999 | [8 empty] | 0 |  |  | 0 | [5 empty] | 0 |  |  | 0
| 1 |  |  | 0 |  |  |  | 0 |  |  |  |  | 3.886 | [7 empty] | 1.9266 | 0 |  |  | 0 |  | 2.3443 | [8 empty] | 0 |  |  | 0 | [5 empty] | 0 |  |  | 0
| 2 |  |  | 0.57569 |  |  |  | 0 |  |  |  |  | 4.344 | [7 empty] | 2.671 | 0 |  |  | 0 |  | 2.8023 | [8 empty] | 0 |  |  | 0 | [5 empty] | 0 |  |  | 0
| 3 |  |  | 0 |  |  |  | 0 |  |  |  |  | 4.6395 | [7 empty] | 2.5242 | 0 |  |  | 0 |  | 3.0978 | [8 empty] | 0 |  |  | 0 | [5 empty] | 0 |  |  | 0
| 4 |  |  | 0.57569 |  |  |  | 0 |  |  |  |  | 4.7725 | [7 empty] | 3.0143 | 0 |  |  | 0 |  | 3.2308 | [8 empty] | 0 |  |  | 0 | [5 empty] | 0 |  |  | 0
| 5 |  |  | 0 |  |  |  | 0 |  |  |  |  | 4.7651 | [7 empty] | 1.3361 | 0 |  |  | 0 |  | 0 | [8 empty] | 0 |  |  | 2.0143 | [5 empty] | 0 |  |  | 0.80708
| 6 |  |  | 0 |  |  |  | 2.6042 |  |  |  |  | 7.3804 | [7 empty] | 3.3431 | 0 |  |  | 0 |  | 0 | [8 empty] | 0 |  |  | 5.014 | [5 empty] | 0 |  |  | 0
| 7 |  |  | 6.8443 |  |  |  | 4.2013 |  |  |  |  | 6.8706 | [7 empty] | 0 | 0 |  |  | 0 |  | 0 | [8 empty] | 0 |  |  | 0 | [5 empty] | 0 |  |  | 0
| 8 |  |  | 0.57569 |  |  |  | 0 |  |  |  |  | 6.3313 | [7 empty] | 0.38999 | 0 |  |  | 0 |  | 0 | [8 empty] | 0 |  |  | 0 | [5 empty] | 0 |  |  | 0
| 9 |  |  | 0 |  |  |  | 0 |  |  |  |  | 5.6073 | [7 empty] | 0 | 0 |  |  | 0 |  | 0 | [8 empty] | 0 |  |  | 0 | [5 empty] | 0 |  |  | 0
| 10 |  |  | 0 |  |  |  | 4.0024 |  |  |  |  | 4.8833 | [7 empty] | 0 | 0 |  |  | 0 |  | 0 | [8 empty] | 0 |  |  | 0 | [5 empty] | 0 |  |  | 0
| 11 |  |  | 0 |  |  |  | 1.0968 |  |  |  |  | 4.3218 | [7 empty] | 0.87087 | 0 |  |  | 1.2511 |  | 0 | [8 empty] | 0 |  |  | 0 | [5 empty] | 0 |  |  | 4.2901
| 12 |  |  | 1.5352 |  |  |  | 4.8525 |  |  |  |  | 4.2553 | [7 empty] | 1.0695 | 0 |  |  | 0 |  | 0 | [8 empty] | 0 |  |  | 0 | [5 empty] | 0 |  |  | 0
| 13 |  |  | 0.89551 |  |  |  | 3.7011 |  |  |  |  | 3.6052 | [7 empty] | 11.5026 | 0 |  |  | 4.9074 |  | 0 | [8 empty] | 0 |  |  | 10.5769 | [5 empty] | 0 |  |  | 0
| 14 |  |  | 0 |  |  |  | 2.2352 |  |  |  |  | 3.9451 | [7 empty] | 0.021491 | 0 |  |  | 0.03073 |  | 0 | [8 empty] | 0 |  |  | 0 | [5 empty] | 0 |  |  | 0
| 15 |  |  | 0 |  |  |  | 0.33484 |  |  |  |  | 4.0854 | [7 empty] | 0.021454 | 0 |  |  | 0.03073 |  | 0 | [8 empty] | 0 |  |  | 0 | [5 empty] | 0 |  |  | 0.87992
| 16 |  |  | 0 |  |  |  | 0.33484 |  |  |  |  | 4.211 | [7 empty] | 1.2901 | 0 |  |  | 0.03073 |  | 1.4939 | [8 empty] | 0 |  |  | 0 | [5 empty] | 0 |  |  | 0
| 17 |  |  | 0 |  |  |  | 0.33484 |  |  |  |  | 4.6691 | [7 empty] | 1.5813 | 0 |  |  | 0.03073 |  | 1.846 | [8 empty] | 0 |  |  | 0 | [5 empty] | 0 |  |  | 0
| 18 |  |  | 0 |  |  |  | 0 |  |  |  |  | 5.2158 | [7 empty] | 2.8566 | 0.0046059 |  |  | 0 |  | 3.3968 | [8 empty] | 0 |  |  | 0 | [5 empty] | 0 |  |  | 0
| 19 |  |  | 0.57569 |  |  |  | 0 |  |  |  |  | 5.8142 | [7 empty] | 0.0038396 | 0.0046059 |  |  | 0 |  | 0 | [8 empty] | 0 |  |  | 0 | [5 empty] | 0 |  |  | 0
| 20 |  |  | 1.1514 |  |  |  | 0 |  |  |  |  | 5.9398 | [7 empty] | 0 | 0 |  |  | 0 |  | 0 | [8 empty] | 0 |  |  | 0 | [5 empty] | 0 |  |  | 0
| 21 |  |  | 0.44776 |  |  |  | 0 |  |  |  |  | 6.0136 | [7 empty] | 2.2148 | 0 |  |  | 0 |  | 2.6637 | [8 empty] | 0 |  |  | 0 | [5 empty] | 0 |  |  | 0
| 22 |  |  | 0 |  |  |  | 0 |  |  |  |  | 6.2648 | [7 empty] | 0 | 0 |  |  | 0 |  | 0 | [8 empty] | 0 |  |  | 0 | [5 empty] | 1.092 |  |  | 0
| 23 |  |  | 0 |  |  |  | 0 |  |  |  |  | 6.3091 | [7 empty] | 0 | 0 |  |  | 0 |  | 0.0088271 | [8 empty] | 0 |  |  | 0 | [5 empty] | 4.7587 |  |  | 0
| 24 |  |  | 0 |  |  |  | 1.5417 |  |  |  |  | 0 | [7 empty] | 0 | 0 |  |  | 0 |  | 0 | [8 empty] | 0 |  |  | 0 | [5 empty] | 0 |  |  | 0
| 25 |  |  | 0 |  |  |  | 0 |  |  |  |  | 0 | [7 empty] | 0 | 0 |  |  | 0 |  | 0 | [8 empty] | 0 |  |  | 0 | [5 empty] | 0 |  |  | 1.5417
| 26 |  |  | 0 |  |  |  | 0 |  |  |  |  | 0 | [7 empty] | 0 | 0 |  |  | 0 |  | 0 | [8 empty] | 0 |  |  | 0 | [5 empty] | 0 |  |  | 1.5417
| 27 |  |  | 0 |  |  |  | 0 |  |  |  |  | 0 | [7 empty] | 0 | 0 |  |  | 0 |  | 0 | [8 empty] | 0 |  |  | 0 | [5 empty] | 0 |  |  | 1.5417
| 28 |  |  | 0 |  |  |  | 0 |  |  |  |  | 0 | [7 empty] | 0 | 0 |  |  | 0 |  | 0 | [8 empty] | 0 |  |  | 0 | [5 empty] | 0 |  |  | 1.5417
| 29 |  |  | 0.51172 |  |  |  | 0 |  |  |  |  | 0 | [7 empty] | 0 | 0 |  |  | 0 |  | 0 | [8 empty] | 0 |  |  | 0 | [5 empty] | 0 |  |  | 2.6777
| 30 |  |  | 0.51172 |  |  |  | 0 |  |  |  |  | 0 | [7 empty] | 0 | 0 |  |  | 0 |  | 0 | [8 empty] | 0 |  |  | 0 | [5 empty] | 0 |  |  | 7.5234
| 31 |  |  | 5.9487 |  |  |  | 0 |  |  |  |  | 0 | [7 empty] | 0 | 0 |  |  | 0 |  | 0 | [8 empty] | 0 |  |  | 0 | [5 empty] | 0 |  |  | 11.4294
| 32 |  |  | 0.44776 |  |  |  | 6.3145 |  |  |  |  | 0 | [7 empty] | 0 | 0 |  |  | 0 |  | 0 | [8 empty] | 0 |  |  | 0 | [5 empty] | 0 |  |  | 6.2009
| 33 |  |  | 0 |  |  |  | 0 |  |  |  |  | 0 | [7 empty] | 0 | 0 |  |  | 0 |  | 0 | [8 empty] | 0 |  |  | 0 | [5 empty] | 0 |  |  | 12.0701
| 34 |  |  | 0.57569 |  |  |  | 0 |  |  |  |  | 0 | [7 empty] | 0.41385 | 0 |  |  | 0 |  | 0 | [8 empty] | 0 |  |  | 0 | [5 empty] | 0 |  |  | 10.1263
| 35 |  |  | 0 |  |  |  | 0 |  |  |  |  | 0 | [7 empty] | 3.4964 | 0 |  |  | 0 |  | 0 | [8 empty] | 0 |  |  | 4.834 | [5 empty] | 0 |  |  | 9.8678
| 36 |  |  | 4.6055 |  |  |  | 0 |  |  |  |  | 0 | [7 empty] | 13.2011 | 0 |  |  | 0.13019 |  | 0 | [8 empty] | 0 |  |  | 13.5938 | [5 empty] | 0 |  |  | 8.8275
| 37 |  |  | 0 |  |  |  | 0 |  |  |  |  | 0 | [7 empty] | 4.3676 | 0 |  |  | 6.0165 |  | 0 | [8 empty] | 0 |  |  | 0.092018 | [5 empty] | 0 |  |  | 6.3156
| 38 |  |  | 0 |  |  |  | 6.198 |  |  |  |  | 0 | [7 empty] | 0.08894 | 0 |  |  | 0.03073 |  | 0 | [8 empty] | 0 |  |  | 0.092018 | [5 empty] | 0 |  |  | 0
| 39 |  |  | 0 |  |  |  | 0 |  |  |  |  | 0 | [7 empty] | 0.088907 | 0 |  |  | 0.03073 |  | 0 | [8 empty] | 0 |  |  | 0.092018 | [5 empty] | 0 |  |  | 6.1423
| 40 |  |  | 0.63965 |  |  |  | 0 |  |  |  |  | 0 | [7 empty] | 0.55094 | 0 |  |  | 0.03073 |  | 0 | [8 empty] | 0 |  |  | 0.092018 | [5 empty] | 0 |  |  | 4.5887
| 41 |  |  | 0.57569 |  |  |  | 3.3272 |  |  |  |  | 0 | [7 empty] | 0.50248 | 0 |  |  | 0.03073 |  | 0 | [8 empty] | 0 |  |  | 0.092018 | [5 empty] | 0 |  |  | 0
| 42 |  |  | 1.1514 |  |  |  | 0 |  |  |  |  | 0 | [7 empty] | 0 | 0 |  |  | 0 |  | 0 | [8 empty] | 0 |  |  | 0 | [5 empty] | 0 |  |  | 2.1445
| 43 |  |  | 1.2793 |  |  |  | 1.5417 |  |  |  |  | 0 | [7 empty] | 0 | 0 |  |  | 0 |  | 0 | [8 empty] | 0 |  |  | 0 | [5 empty] | 0 |  |  | 0
| 44 |  |  | 0.51172 |  |  |  | 0 |  |  |  |  | 0 | [7 empty] | 0 | 0 |  |  | 0 |  | 0 | [8 empty] | 0 |  |  | 0 | [5 empty] | 0 |  |  | 1.5417
| 45 |  |  | 0 |  |  |  | 1.5417 |  |  |  |  | 0 | [7 empty] | 0 | 0 |  |  | 0 |  | 0 | [8 empty] | 0 |  |  | 0 | [5 empty] | 0 |  |  | 0
| 46 |  |  | 0 |  |  |  | 0 |  |  |  |  | 0 | [7 empty] | 0 | 0 |  |  | 0 |  | 0 | [8 empty] | 0 |  |  | 0 | [5 empty] | 0 |  |  | 1.5417
| 47 |  |  | 0 |  |  |  | 1.5417 |  |  |  |  | 0 | [7 empty] | 0 | 0 |  |  | 0 |  | 0 | [8 empty] | 0 |  |  | 0 | [5 empty] | 0 |  |  | 0
| 48 |  |  | 0 |  |  |  | 0 |  |  |  |  | 5.1862 | [7 empty] | 0 | 0 |  |  | 0 |  | 0 | [8 empty] | 0 |  |  | 0 | [5 empty] | 0 |  |  | 0
| 49 |  |  | 0 |  |  |  | 0 |  |  |  |  | 2.7335 | [7 empty] | 0 | 0 |  |  | 0 |  | 0 | [8 empty] | 0 |  |  | 0 | [5 empty] | 0 |  |  | 0
| 50 |  |  | 0 |  |  |  | 0 |  |  |  |  | 3.0659 | [7 empty] | 0 | 0 |  |  | 0 |  | 0 | [8 empty] | 0 |  |  | 0 | [5 empty] | 0 |  |  | 0
| 51 |  |  | 0 |  |  |  | 0 |  |  |  |  | 2.8665 | [7 empty] | 0 | 0 |  |  | 0 |  | 0 | [8 empty] | 0 |  |  | 0 | [5 empty] | 0 |  |  | 0
| 52 |  |  | 0 |  |  |  | 0 |  |  |  |  | 2.6818 | [7 empty] | 0 | 0 |  |  | 0 |  | 0 | [8 empty] | 0 |  |  | 0 | [5 empty] | 0 |  |  | 0
| 53 |  |  | 0 |  |  |  | 0 |  |  |  |  | 2.3198 | [7 empty] | 0 | 0 |  |  | 0 |  | 0 | [8 empty] | 0 |  |  | 0 | [5 empty] | 0 |  |  | 0
| 54 |  |  | 0 |  |  |  | 0 |  |  |  |  | 4.972 | [7 empty] | 0 | 0 |  |  | 0 |  | 0 | [8 empty] | 0 |  |  | 0 | [5 empty] | 0 |  |  | 0
| 55 |  |  | 8.5713 |  |  |  | 0 |  |  |  |  | 4.7799 | [7 empty] | 0 | 0 |  |  | 0 |  | 0 | [8 empty] | 0 |  |  | 0 | [5 empty] | 0.22583 |  |  | 0
| 56 |  |  | 0 |  |  |  | 0 |  |  |  |  | 3.7825 | [7 empty] | 0.54336 | 0 |  |  | 0 |  | 0.63493 | [8 empty] | 0 |  |  | 0 | [5 empty] | 0 |  |  | 0
| 57 |  |  | 0 |  |  |  | 1.8023 |  |  |  |  | 2.8147 | [7 empty] | 0 | 0 |  |  | 0 |  | 0 | [8 empty] | 0 |  |  | 0 | [5 empty] | 0 |  |  | 0
| 58 |  |  | 0 |  |  |  | 0.15353 |  |  |  |  | 2.4306 | [7 empty] | 0 | 0 |  |  | 0 |  | 0 | [8 empty] | 0 |  |  | 0 | [5 empty] | 0 |  |  | 1.093
| 59 |  |  | 0.51172 |  |  |  | 5.5551 |  |  |  |  | 2.7039 | [7 empty] | 0 | 0 |  |  | 0 |  | 0 | [8 empty] | 0 |  |  | 0 | [5 empty] | 0 |  |  | 0
| 60 |  |  | 2.1108 |  |  |  | 4.7357 |  |  |  |  | 2.534 | [7 empty] | 1.5008 | 0 |  |  | 0 |  | 0 | [8 empty] | 0 |  |  | 0 | [5 empty] | 0 |  |  | 0
| 61 |  |  | 0 |  |  |  | 5.477 |  |  |  |  | 1.8691 | [7 empty] | 9.7172 | 0.14413 |  |  | 0 |  | 0 | [8 empty] | 0 |  |  | 13.3939 | [5 empty] | 0 |  |  | 0
| 62 |  |  | 0 |  |  |  | 0.94413 |  |  |  |  | 2.1498 | [7 empty] | 0 | 0 |  |  | 0 |  | 0 | [8 empty] | 0 |  |  | 0 | [5 empty] | 0 |  |  | 0
| 63 |  |  | 0 |  |  |  | 0.90765 |  |  |  |  | 2.0464 | [7 empty] | 0.0074774 | 0.0086145 |  |  | 0 |  | 0 | [8 empty] | 0 |  |  | 0 | [5 empty] | 0 |  |  | 0
| 64 |  |  | 0 |  |  |  | 0.33484 |  |  |  |  | 2.268 | [7 empty] | 0.0037418 | 0.004318 |  |  | 0 |  | 0 | [8 empty] | 0 |  |  | 0 | [5 empty] | 0 |  |  | 0.029513
| 65 |  |  | 1.0234 |  |  |  | 0 |  |  |  |  | 2.9625 | [7 empty] | 0 | 0 |  |  | 0 |  | 0 | [8 empty] | 0 |  |  | 0 | [5 empty] | 0 |  |  | 0
| 66 |  |  | 0.70362 |  |  |  | 0 |  |  |  |  | 3.7899 | [7 empty] | 0 | 0 |  |  | 0 |  | 0 | [8 empty] | 0 |  |  | 0 | [5 empty] | 0 |  |  | 0
| 67 |  |  | 3.1343 |  |  |  | 0 |  |  |  |  | 3.9672 | [7 empty] | 0 | 0 |  |  | 0 |  | 0 | [8 empty] | 0 |  |  | 0 | [5 empty] | 0 |  |  | 0
| 68 |  |  | 0 |  |  |  | 0 |  |  |  |  | 4.4918 | [7 empty] | 0 | 0 |  |  | 0 |  | 0 | [8 empty] | 0 |  |  | 0 | [5 empty] | 0 |  |  | 0
| 69 |  |  | 1.2153 |  |  |  | 0 |  |  |  |  | 4.9276 | [7 empty] | 0 | 0 |  |  | 0 |  | 0 | [8 empty] | 0 |  |  | 0 | [5 empty] | 0 |  |  | 0
| 70 |  |  | 0 |  |  |  | 0 |  |  |  |  | 5.164 | [7 empty] | 0 | 0 |  |  | 0 |  | 0.14729 | [8 empty] | 0 |  |  | 0 | [5 empty] | 1.0765 |  |  | 0
| 71 |  |  | 0 |  |  |  | 0 |  |  |  |  | 5.4448 | [7 empty] | 0 | 0 |  |  | 0 |  | 0 | [8 empty] | 0 |  |  | 0 | [5 empty] | 3.9031 |  |  | 0
| 72 |  |  | 0.44776 |  |  |  | 1.5417 |  |  |  |  | 0 | [7 empty] | 0 | 0 |  |  | 0 |  | 0 | [8 empty] | 0 |  |  | 0 | [5 empty] | 0 |  |  | 0
| 73 |  |  | 0 |  |  |  | 0 |  |  |  |  | 0 | [7 empty] | 0 | 0 |  |  | 0 |  | 0 | [8 empty] | 0 |  |  | 0 | [5 empty] | 0 |  |  | 1.5417
| 74 |  |  | 0 |  |  |  | 0 |  |  |  |  | 0 | [7 empty] | 0 | 0 |  |  | 0 |  | 0 | [8 empty] | 0 |  |  | 0 | [5 empty] | 0 |  |  | 1.5417
| 75 |  |  | 0 |  |  |  | 0 |  |  |  |  | 0 | [7 empty] | 0 | 0 |  |  | 0 |  | 0 | [8 empty] | 0 |  |  | 0 | [5 empty] | 0 |  |  | 1.5417
| 76 |  |  | 0 |  |  |  | 0 |  |  |  |  | 0 | [7 empty] | 0 | 0 |  |  | 0 |  | 0 | [8 empty] | 0 |  |  | 0 | [5 empty] | 0 |  |  | 1.5417
| 77 |  |  | 0 |  |  |  | 0 |  |  |  |  | 0 | [7 empty] | 0 | 0 |  |  | 0 |  | 0 | [8 empty] | 0 |  |  | 0 | [5 empty] | 0 |  |  | 2.8628
| 78 |  |  | 0 |  |  |  | 0 |  |  |  |  | 0 | [7 empty] | 0 | 0 |  |  | 0 |  | 0 | [8 empty] | 0 |  |  | 0 | [5 empty] | 0 |  |  | 9.5518
| 79 |  |  | 10.2344 |  |  |  | 0 |  |  |  |  | 0 | [7 empty] | 0 | 0 |  |  | 0 |  | 0 | [8 empty] | 0 |  |  | 0 | [5 empty] | 0 |  |  | 12.2777
| 80 |  |  | 0.38379 |  |  |  | 0 |  |  |  |  | 0 | [7 empty] | 0.26999 | 0 |  |  | 0 |  | 0 | [8 empty] | 0 |  |  | 0 | [5 empty] | 0 |  |  | 12.3434
| 81 |  |  | 0.44776 |  |  |  | 0 |  |  |  |  | 0 | [7 empty] | 0.31912 | 0 |  |  | 0 |  | 0 | [8 empty] | 0 |  |  | 0 | [5 empty] | 0 |  |  | 11.985
| 82 |  |  | 0.44776 |  |  |  | 0 |  |  |  |  | 0 | [7 empty] | 0.32206 | 0 |  |  | 0 |  | 0 | [8 empty] | 0 |  |  | 0 | [5 empty] | 0 |  |  | 11.1786
| 83 |  |  | 0.63965 |  |  |  | 0 |  |  |  |  | 0 | [7 empty] | 0.46361 | 0 |  |  | 0 |  | 0 | [8 empty] | 0 |  |  | 0 | [5 empty] | 0 |  |  | 9.8969
| 84 |  |  | 2.9424 |  |  |  | 0 |  |  |  |  | 0 | [7 empty] | 2.142 | 0 |  |  | 0 |  | 0 | [8 empty] | 0 |  |  | 0 | [5 empty] | 0 |  |  | 8.1023
| 85 |  |  | 0 |  |  |  | 0 |  |  |  |  | 0 | [7 empty] | 0 | 0 |  |  | 0 |  | 0 | [8 empty] | 0 |  |  | 0 | [5 empty] | 0 |  |  | 6.7106
| 86 |  |  | 0 |  |  |  | 0 |  |  |  |  | 0 | [7 empty] | 10.1647 | 0 |  |  | 0 |  | 0 | [8 empty] | 0 |  |  | 13.8463 | [5 empty] | 0 |  |  | 7.6774
| 87 |  |  | 0 |  |  |  | 0 |  |  |  |  | 0 | [7 empty] | 0 | 0 |  |  | 0 |  | 0 | [8 empty] | 0 |  |  | 0 | [5 empty] | 0 |  |  | 6.901
| 88 |  |  | 0 |  |  |  | 0 |  |  |  |  | 0 | [7 empty] | 0 | 0 |  |  | 0 |  | 0 | [8 empty] | 0 |  |  | 0 | [5 empty] | 0 |  |  | 5.8608
| 89 |  |  | 0 |  |  |  | 0 |  |  |  |  | 0 | [7 empty] | 0 | 0 |  |  | 0 |  | 0 | [8 empty] | 0 |  |  | 0 | [5 empty] | 0 |  |  | 4.2283
| 90 |  |  | 0.57569 |  |  |  | 0 |  |  |  |  | 0 | [7 empty] | 0 | 0 |  |  | 0 |  | 0 | [8 empty] | 0 |  |  | 0 | [5 empty] | 0 |  |  | 1.9658
| 91 |  |  | 0 |  |  |  | 0 |  |  |  |  | 0 | [7 empty] | 0 | 0 |  |  | 0 |  | 0 | [8 empty] | 0 |  |  | 0 | [5 empty] | 0 |  |  | 1.5417
| 92 |  |  | 0.51172 |  |  |  | 0 |  |  |  |  | 0 | [7 empty] | 0 | 0 |  |  | 0 |  | 0 | [8 empty] | 0 |  |  | 0 | [5 empty] | 0 |  |  | 1.5417
| 93 |  |  | 0.57569 |  |  |  | 0 |  |  |  |  | 0 | [7 empty] | 0 | 0 |  |  | 0 |  | 0 | [8 empty] | 0 |  |  | 0 | [5 empty] | 0 |  |  | 1.5417
| 94 |  |  | 0 |  |  |  | 0 |  |  |  |  | 0 | [7 empty] | 0 | 0 |  |  | 0 |  | 0 | [8 empty] | 0 |  |  | 0 | [5 empty] | 0 |  |  | 1.5417
| 95 |  |  | 0 |  |  |  | 0 |  |  |  |  | 0 | [7 empty] | 0 | 0 |  |  | 0 |  | 0 | [8 empty] | 0 |  |  | 0 | [5 empty] | 0 |  |  | 1.5417
| 96 |  |  | 0 |  |  |  | 0 |  |  |  |  | 0 | [7 empty] | 0 | 0 |  |  | 0 |  | 0 | [8 empty] | 0 |  |  | 0 | [5 empty] | 0 |  |  | 1.5417
| 97 |  |  | 0.51172 |  |  |  | 0 |  |  |  |  | 0 | [7 empty] | 0 | 0 |  |  | 0 |  | 0 | [8 empty] | 0 |  |  | 0 | [5 empty] | 0 |  |  | 1.5417
| 98 |  |  | 0 |  |  |  | 0 |  |  |  |  | 0 | [7 empty] | 0 | 0 |  |  | 0 |  | 0 | [8 empty] | 0 |  |  | 0 | [5 empty] | 0 |  |  | 1.5417
| 99 |  |  | 0 |  |  |  | 0 |  |  |  |  | 0 | [7 empty] | 0 | 0 |  |  | 0 |  | 0 | [8 empty] | 0 |  |  | 0 | [5 empty] | 0 |  |  | 1.5417
| 100 |  |  | 0 |  |  |  | 0 |  |  |  |  | 0 | [7 empty] | 0 | 0 |  |  | 0 |  | 0 | [8 empty] | 0 |  |  | 0 | [5 empty] | 0 |  |  | 1.5417
| 101 |  |  | 0 |  |  |  | 0 |  |  |  |  | 0 | [7 empty] | 0 | 0 |  |  | 0 |  | 0 | [8 empty] | 0 |  |  | 0 | [5 empty] | 0 |  |  | 7.986
| 102 |  |  | 0 |  |  |  | 0 |  |  |  |  | 0 | [7 empty] | 0 | 0 |  |  | 0 |  | 0 | [8 empty] | 0 |  |  | 0 | [5 empty] | 0 |  |  | 11.606
| 103 |  |  | 3.9658 |  |  |  | 0 |  |  |  |  | 0 | [7 empty] | 0 | 0 |  |  | 0 |  | 0 | [8 empty] | 0 |  |  | 0 | [5 empty] | 0 |  |  | 12.3991
| 104 |  |  | 6.3965 |  |  |  | 0 |  |  |  |  | 0 | [7 empty] | 0 | 0 |  |  | 0 |  | 0 | [8 empty] | 0 |  |  | 0 | [5 empty] | 0 |  |  | 12.7292
| 105 |  |  | 0 |  |  |  | 0 |  |  |  |  | 0 | [7 empty] | 0 | 0 |  |  | 0 |  | 0 | [8 empty] | 0 |  |  | 0 | [5 empty] | 0 |  |  | 14.1105
| 106 |  |  | 0 |  |  |  | 0 |  |  |  |  | 0 | [7 empty] | 0 | 0 |  |  | 0 |  | 0 | [8 empty] | 0 |  |  | 0 | [5 empty] | 0 |  |  | 14.838
| 107 |  |  | 0 |  |  |  | 0 |  |  |  |  | 0 | [7 empty] | 0 | 0 |  |  | 0 |  | 0 | [8 empty] | 0 |  |  | 0 | [5 empty] | 0 |  |  | 14.6028
| 108 |  |  | 0.70362 |  |  |  | 0 |  |  |  |  | 0 | [7 empty] | 0.53637 | 0 |  |  | 0 |  | 0 | [8 empty] | 0 |  |  | 0 | [5 empty] | 0 |  |  | 13.8144
| 109 |  |  | 0 |  |  |  | 0 |  |  |  |  | 0 | [7 empty] | 0 | 0 |  |  | 0 |  | 0 | [8 empty] | 0 |  |  | 0 | [5 empty] | 0 |  |  | 12.6607
| 110 |  |  | 0 |  |  |  | 0 |  |  |  |  | 0 | [7 empty] | 13.3301 | 0 |  |  | 0 |  | 0 | [8 empty] | 0 |  |  | 17.3805 | [5 empty] | 0 |  |  | 12.8538
| 111 |  |  | 1.4712 |  |  |  | 0 |  |  |  |  | 0 | [7 empty] | 0 | 0 |  |  | 0 |  | 0 | [8 empty] | 0 |  |  | 0 | [5 empty] | 0 |  |  | 12.427
| 112 |  |  | 1.0874 |  |  |  | 0 |  |  |  |  | 0 | [7 empty] | 0 | 0 |  |  | 0 |  | 0 | [8 empty] | 0 |  |  | 0 | [5 empty] | 0 |  |  | 11.3342
| 113 |  |  | 0 |  |  |  | 0 |  |  |  |  | 0 | [7 empty] | 0 | 0 |  |  | 0 |  | 0 | [8 empty] | 0 |  |  | 0 | [5 empty] | 0 |  |  | 9.1764
| 114 |  |  | 0 |  |  |  | 0 |  |  |  |  | 0 | [7 empty] | 0 | 0 |  |  | 0 |  | 0 | [8 empty] | 0 |  |  | 0 | [5 empty] | 0 |  |  | 5.2835
| 115 |  |  | 0 |  |  |  | 0 |  |  |  |  | 0 | [7 empty] | 0 | 0 |  |  | 0 |  | 0 | [8 empty] | 0 |  |  | 0 | [5 empty] | 0 |  |  | 3.223
| 116 |  |  | 0.83154 |  |  |  | 0 |  |  |  |  | 0 | [7 empty] | 0 | 0 |  |  | 0 |  | 0 | [8 empty] | 0 |  |  | 0 | [5 empty] | 0 |  |  | 1.5417
| 117 |  |  | 0.76758 |  |  |  | 0 |  |  |  |  | 0 | [7 empty] | 0 | 0 |  |  | 0 |  | 0 | [8 empty] | 0 |  |  | 0 | [5 empty] | 0 |  |  | 1.5417
| 118 |  |  | 1.2153 |  |  |  | 0 |  |  |  |  | 0 | [7 empty] | 0 | 0 |  |  | 0 |  | 0 | [8 empty] | 0 |  |  | 0 | [5 empty] | 0 |  |  | 1.5417
| 119 |  |  | 0 |  |  |  | 0 |  |  |  |  | 0 | [7 empty] | 0 | 0 |  |  | 0 |  | 0 | [8 empty] | 0 |  |  | 0 | [5 empty] | 0 |  |  | 1.5417
| 120 |  |  | 0 |  |  |  | 0 |  |  |  |  | 0 | [7 empty] | 0 | 0 |  |  | 0 |  | 0 | [8 empty] | 0 |  |  | 0 | [5 empty] | 0 |  |  | 1.5417
| 121 |  |  | 0 |  |  |  | 0 |  |  |  |  | 0 | [7 empty] | 0 | 0 |  |  | 0 |  | 0 | [8 empty] | 0 |  |  | 0 | [5 empty] | 0 |  |  | 1.5417
| 122 |  |  | 0 |  |  |  | 0 |  |  |  |  | 0 | [7 empty] | 0 | 0 |  |  | 0 |  | 0 | [8 empty] | 0 |  |  | 0 | [5 empty] | 0 |  |  | 1.5417
| 123 |  |  | 0 |  |  |  | 0 |  |  |  |  | 0 | [7 empty] | 0 | 0 |  |  | 0 |  | 0 | [8 empty] | 0 |  |  | 0 | [5 empty] | 0 |  |  | 1.5417
| 124 |  |  | 0 |  |  |  | 0 |  |  |  |  | 0 | [7 empty] | 0 | 0 |  |  | 0 |  | 0 | [8 empty] | 0 |  |  | 0 | [5 empty] | 0 |  |  | 1.5417
| 125 |  |  | 0 |  |  |  | 0 |  |  |  |  | 0 | [7 empty] | 0 | 0 |  |  | 0 |  | 0 | [8 empty] | 0 |  |  | 0 | [5 empty] | 0 |  |  | 7.3116
| 126 |  |  | 0 |  |  |  | 0 |  |  |  |  | 0 | [7 empty] | 0 | 0 |  |  | 0 |  | 0 | [8 empty] | 0 |  |  | 0 | [5 empty] | 0 |  |  | 10.247
| 127 |  |  | 3.582 |  |  |  | 0 |  |  |  |  | 0 | [7 empty] | 0 | 0 |  |  | 0 |  | 0 | [8 empty] | 0 |  |  | 0 | [5 empty] | 0 |  |  | 11.5012
| 128 |  |  | 6.3965 |  |  |  | 0 |  |  |  |  | 0 | [7 empty] | 0 | 0 |  |  | 0 |  | 0 | [8 empty] | 0 |  |  | 0 | [5 empty] | 0 |  |  | 12.8271
| 129 |  |  | 0 |  |  |  | 0 |  |  |  |  | 0 | [7 empty] | 0 | 0 |  |  | 0 |  | 0 | [8 empty] | 0 |  |  | 0 | [5 empty] | 0 |  |  | 13.322
| 130 |  |  | 0 |  |  |  | 0 |  |  |  |  | 0 | [7 empty] | 0 | 0 |  |  | 0 |  | 0 | [8 empty] | 0 |  |  | 0 | [5 empty] | 0 |  |  | 17.8637
| 131 |  |  | 0.57569 |  |  |  | 0 |  |  |  |  | 0 | [7 empty] | 0 | 0 |  |  | 0 |  | 0 | [8 empty] | 0 |  |  | 0 | [5 empty] | 0 |  |  | 18.3602
| 132 |  |  | 0.76758 |  |  |  | 0 |  |  |  |  | 0 | [7 empty] | 0.59731 | 0 |  |  | 0 |  | 0 | [8 empty] | 0 |  |  | 0 | [5 empty] | 0 |  |  | 17.504
| 133 |  |  | 0.51172 |  |  |  | 0 |  |  |  |  | 0 | [7 empty] | 1.5509 | 0 |  |  | 0 |  | 0 | [8 empty] | 0 |  |  | 1.4789 | [5 empty] | 0 |  |  | 16.4626
| 134 |  |  | 0 |  |  |  | 0 |  |  |  |  | 0 | [7 empty] | 12.5705 | 0 |  |  | 0 |  | 0 | [8 empty] | 0 |  |  | 16.1265 | [5 empty] | 0 |  |  | 15.0568
| 135 |  |  | 1.4712 |  |  |  | 0 |  |  |  |  | 0 | [7 empty] | 1.1429 | 0 |  |  | 0 |  | 0 | [8 empty] | 0 |  |  | 0 | [5 empty] | 0 |  |  | 11.88
| 136 |  |  | 2.0469 |  |  |  | 0 |  |  |  |  | 0 | [7 empty] | 0 | 0 |  |  | 0 |  | 0 | [8 empty] | 0 |  |  | 0 | [5 empty] | 0 |  |  | 12.8456
| 137 |  |  | 0 |  |  |  | 0 |  |  |  |  | 0 | [7 empty] | 0 | 0 |  |  | 0 |  | 0 | [8 empty] | 0 |  |  | 0 | [5 empty] | 0 |  |  | 10.2944
| 138 |  |  | 0.57569 |  |  |  | 0 |  |  |  |  | 0 | [7 empty] | 0 | 0 |  |  | 0 |  | 0 | [8 empty] | 0 |  |  | 0 | [5 empty] | 0 |  |  | 6.9005
| 139 |  |  | 0 |  |  |  | 0 |  |  |  |  | 0 | [7 empty] | 0 | 0 |  |  | 0 |  | 0 | [8 empty] | 0 |  |  | 0 | [5 empty] | 0 |  |  | 4.5863
| 140 |  |  | 1.4072 |  |  |  | 0 |  |  |  |  | 0 | [7 empty] | 0 | 0 |  |  | 0 |  | 0 | [8 empty] | 0 |  |  | 0 | [5 empty] | 0 |  |  | 3.1208
| 141 |  |  | 0.51172 |  |  |  | 0 |  |  |  |  | 0 | [7 empty] | 0 | 0 |  |  | 0 |  | 0 | [8 empty] | 0 |  |  | 0 | [5 empty] | 0 |  |  | 1.6666
| 142 |  |  | 0 |  |  |  | 0 |  |  |  |  | 0 | [7 empty] | 0 | 0 |  |  | 0 |  | 0 | [8 empty] | 0 |  |  | 0 | [5 empty] | 0 |  |  | 1.5417
| 143 |  |  | 0 |  |  |  | 0 |  |  |  |  | 0 | [7 empty] | 0 | 0 |  |  | 0 |  | 0 | [8 empty] | 0 |  |  | 0 | [5 empty] | 0 |  |  | 1.5417
| 144 |  |  | 0 |  |  |  | 0 |  |  |  |  | 0 | [7 empty] | 0 | 0 |  |  | 0 |  | 0 | [8 empty] | 0 |  |  | 0 | [5 empty] | 0 |  |  | 1.5417
| 145 |  |  | 0 |  |  |  | 0 |  |  |  |  | 0 | [7 empty] | 0 | 0 |  |  | 0 |  | 0 | [8 empty] | 0 |  |  | 0 | [5 empty] | 0 |  |  | 1.5417
| 146 |  |  | 0 |  |  |  | 0 |  |  |  |  | 0 | [7 empty] | 0 | 0 |  |  | 0 |  | 0 | [8 empty] | 0 |  |  | 0 | [5 empty] | 0 |  |  | 1.5417
| 147 |  |  | 0 |  |  |  | 0 |  |  |  |  | 0 | [7 empty] | 0 | 0 |  |  | 0 |  | 0 | [8 empty] | 0 |  |  | 0 | [5 empty] | 0 |  |  | 1.5417
| 148 |  |  | 0 |  |  |  | 0 |  |  |  |  | 0 | [7 empty] | 0 | 0 |  |  | 0 |  | 0 | [8 empty] | 0 |  |  | 0 | [5 empty] | 0 |  |  | 1.5417
| 149 |  |  | 0 |  |  |  | 0 |  |  |  |  | 0 | [7 empty] | 0 | 0 |  |  | 0 |  | 0 | [8 empty] | 0 |  |  | 0 | [5 empty] | 0 |  |  | 5.8686
| 150 |  |  | 0 |  |  |  | 0 |  |  |  |  | 0 | [7 empty] | 0 | 0 |  |  | 0 |  | 0 | [8 empty] | 0 |  |  | 0 | [5 empty] | 0 |  |  | 9.7509
| 151 |  |  | 10.6182 |  |  |  | 0 |  |  |  |  | 0 | [7 empty] | 0 | 0 |  |  | 0 |  | 0 | [8 empty] | 0 |  |  | 0 | [5 empty] | 0 |  |  | 13.4636
| 152 |  |  | 0.95947 |  |  |  | 0 |  |  |  |  | 0 | [7 empty] | 0 | 0 |  |  | 0 |  | 0 | [8 empty] | 0 |  |  | 0 | [5 empty] | 0 |  |  | 15.6269
| 153 |  |  | 0 |  |  |  | 0 |  |  |  |  | 0 | [7 empty] | 0 | 0 |  |  | 0 |  | 0 | [8 empty] | 0 |  |  | 0 | [5 empty] | 0 |  |  | 16.1186
| 154 |  |  | 0 |  |  |  | 0 |  |  |  |  | 0 | [7 empty] | 0 | 0 |  |  | 0 |  | 0 | [8 empty] | 0 |  |  | 0 | [5 empty] | 0 |  |  | 16.9125
| 155 |  |  | 0.44776 |  |  |  | 0 |  |  |  |  | 0 | [7 empty] | 0.34461 | 0 |  |  | 0 |  | 0 | [8 empty] | 0 |  |  | 0 | [5 empty] | 0 |  |  | 16.8512
| 156 |  |  | 2.8784 |  |  |  | 0 |  |  |  |  | 0 | [7 empty] | 4.3797 | 0 |  |  | 0 |  | 0 | [8 empty] | 0 |  |  | 2.7826 | [5 empty] | 0 |  |  | 16.3687
| 157 |  |  | 0 |  |  |  | 0 |  |  |  |  | 0 | [7 empty] | 0 | 0 |  |  | 0 |  | 0 | [8 empty] | 0 |  |  | 0 | [5 empty] | 0 |  |  | 15.0407
| 158 |  |  | 0.51172 |  |  |  | 0 |  |  |  |  | 0 | [7 empty] | 0.3977 | 0 |  |  | 0 |  | 0 | [8 empty] | 0 |  |  | 0 | [5 empty] | 0 |  |  | 15.6957
| 159 |  |  | 0 |  |  |  | 0 |  |  |  |  | 0 | [7 empty] | 0 | 0 |  |  | 0 |  | 0 | [8 empty] | 0 |  |  | 0 | [5 empty] | 0 |  |  | 12.0433
| 160 |  |  | 0 |  |  |  | 0 |  |  |  |  | 0 | [7 empty] | 0 | 0 |  |  | 0 |  | 0 | [8 empty] | 0 |  |  | 0 | [5 empty] | 0 |  |  | 13.5724
| 161 |  |  | 0 |  |  |  | 0 |  |  |  |  | 0 | [7 empty] | 0 | 0 |  |  | 0 |  | 0 | [8 empty] | 0 |  |  | 0 | [5 empty] | 0 |  |  | 11.0655
| 162 |  |  | 0.57569 |  |  |  | 0 |  |  |  |  | 0 | [7 empty] | 0 | 0 |  |  | 0 |  | 0 | [8 empty] | 0 |  |  | 0 | [5 empty] | 0 |  |  | 8.3419
| 163 |  |  | 0.38379 |  |  |  | 0 |  |  |  |  | 0 | [7 empty] | 0 | 0 |  |  | 0 |  | 0 | [8 empty] | 0 |  |  | 0 | [5 empty] | 0 |  |  | 4.9839
| 164 |  |  | 0.63965 |  |  |  | 0 |  |  |  |  | 0 | [7 empty] | 0 | 0 |  |  | 0 |  | 0 | [8 empty] | 0 |  |  | 0 | [5 empty] | 0 |  |  | 3.6888
| 165 |  |  | 1.0234 |  |  |  | 0 |  |  |  |  | 0 | [7 empty] | 0 | 0 |  |  | 0 |  | 0 | [8 empty] | 0 |  |  | 0 | [5 empty] | 0 |  |  | 2.4846
| 166 |  |  | 0 |  |  |  | 0 |  |  |  |  | 0 | [7 empty] | 0 | 0 |  |  | 0 |  | 0 | [8 empty] | 0 |  |  | 0 | [5 empty] | 0 |  |  | 1.5417
| 167 |  |  | 0 |  |  |  | 0 |  |  |  |  | 0 | [7 empty] | 0 | 0 |  |  | 0 |  | 0 | [8 empty] | 0 |  |  | 0 | [5 empty] | 0 |  |  | 1.5417
transition | 0 |  |  | 0 |  |  |  | 0 |  |  |  |  | 11.7983 | [7 empty] | 7.8144 | 0 |  |  | 0 |  | 10.2566 | [8 empty] | 0 |  |  | 0 | [5 empty] | 0 |  |  | 0
| 1 |  |  | 0.51172 |  |  |  | 0 |  |  |  |  | 9.0648 | [7 empty] | 6.8705 | 1.1227 |  |  | 0 |  | 7.5231 | [8 empty] | 0 |  |  | 0 | [5 empty] | 0 |  |  | 0
| 2 |  |  | 0 |  |  |  | 0 |  |  |  |  | 9.2273 | [7 empty] | 6.7888 | 0.0056134 |  |  | 0 |  | 7.6856 | [8 empty] | 0 |  |  | 1.5938 | [5 empty] | 0 |  |  | 0
| 3 |  |  | 0 |  |  |  | 0 |  |  |  |  | 9.6263 | [7 empty] | 8.1177 | 0.0056134 |  |  | 0 |  | 8.0846 | [8 empty] | 0 |  |  | 3.3878 | [5 empty] | 0 |  |  | 0
| 4 |  |  | 0 |  |  |  | 0 |  |  |  |  | 9.3603 | [7 empty] | 8.2174 | 0.0056134 |  |  | 0 |  | 7.8186 | [8 empty] | 0 |  |  | 3.7966 | [5 empty] | 0 |  |  | 0
| 5 |  |  | 0 |  |  |  | 0 |  |  |  |  | 9.0722 | [7 empty] | 1.9934 | 0.0056134 |  |  | 0 |  | 2.6239 | [8 empty] | 0 |  |  | 0 | [5 empty] | 0 |  |  | 0
| 6 |  |  | 0 |  |  |  | 0 |  |  |  |  | 11.0595 | [7 empty] | 5.8846 | 0 |  |  | 0 |  | 8.7036 | [8 empty] | 0 |  |  | 0 | [5 empty] | 0 |  |  | 0
| 7 |  |  | 8.4434 |  |  |  | 0 |  |  |  |  | 10.5128 | [7 empty] | 6.0895 | 0 |  |  | 0 |  | 7.7948 | [8 empty] | 0 |  |  | 0 | [5 empty] | 0 |  |  | 0
| 8 |  |  | 0 |  |  |  | 0 |  |  |  |  | 9.6854 | [7 empty] | 4.4946 | 0 |  |  | 0 |  | 5.6744 | [8 empty] | 0 |  |  | 0 | [5 empty] | 0 |  |  | 0
| 9 |  |  | 0 |  |  |  | 0 |  |  |  |  | 9.0352 | [7 empty] | 3.3577 | 0 |  |  | 0 |  | 4.2201 | [8 empty] | 0 |  |  | 0 | [5 empty] | 0 |  |  | 0
| 10 |  |  | 0 |  |  |  | 0 |  |  |  |  | 8.2669 | [7 empty] | 0.95522 | 0 |  |  | 0 |  | 1.1956 | [8 empty] | 0 |  |  | 0 | [5 empty] | 0 |  |  | 0
| 11 |  |  | 0 |  |  |  | 0.18149 |  |  |  |  | 7.0849 | [7 empty] | 0 | 0 |  |  | 0 |  | 0 | [8 empty] | 0 |  |  | 0 | [5 empty] | 0 |  |  | 0
| 12 |  |  | 1.855 |  |  |  | 2.1861 |  |  |  |  | 6.1983 | [7 empty] | 1.259 | 0 |  |  | 0 |  | 0 | [8 empty] | 0 |  |  | 0 | [5 empty] | 0 |  |  | 0
| 13 |  |  | 0 |  |  |  | 1.6423 |  |  |  |  | 5.7551 | [7 empty] | 10.4741 | 1.1227 |  |  | 0 |  | 0 | [8 empty] | 0 |  |  | 13.9875 | [5 empty] | 0 |  |  | 0
| 14 |  |  | 0 |  |  |  | 11.8143 |  |  |  |  | 5.6812 | [7 empty] | 12.1194 | 0.0056134 |  |  | 0 |  | 11.0252 | [8 empty] | 0 |  |  | 4.4861 | [5 empty] | 0 |  |  | 0
| 15 |  |  | 0 |  |  |  | 0.96672 |  |  |  |  | 5.9619 | [7 empty] | 2.9467 | 0.0056134 |  |  | 0 |  | 3.5971 | [8 empty] | 0 |  |  | 0 | [5 empty] | 0 |  |  | 0
| 16 |  |  | 0 |  |  |  | 2.4257 |  |  |  |  | 6.5086 | [7 empty] | 3.8339 | 0.0056134 |  |  | 0 |  | 4.5613 | [8 empty] | 0 |  |  | 0.18358 | [5 empty] | 0 |  |  | 0
| 17 |  |  | 0.51172 |  |  |  | 0.33484 |  |  |  |  | 7.6537 | [7 empty] | 4.251 | 0.0056134 |  |  | 0 |  | 4.7978 | [8 empty] | 0 |  |  | 0.092018 | [5 empty] | 0 |  |  | 0
| 18 |  |  | 1.1514 |  |  |  | 0 |  |  |  |  | 8.4442 | [7 empty] | 5.5141 | 0.0056134 |  |  | 0 |  | 6.9025 | [8 empty] | 0 |  |  | 0 | [5 empty] | 0 |  |  | 0
| 19 |  |  | 1.6631 |  |  |  | 0 |  |  |  |  | 9.7371 | [7 empty] | 1.924 | 0.0056134 |  |  | 0 |  | 2.4253 | [8 empty] | 0 |  |  | 0 | [5 empty] | 0 |  |  | 0
| 20 |  |  | 2.4307 |  |  |  | 0 |  |  |  |  | 10.0769 | [7 empty] | 0 | 0 |  |  | 0 |  | 0 | [8 empty] | 0 |  |  | 0 | [5 empty] | 0 |  |  | 0
| 21 |  |  | 1.0234 |  |  |  | 0 |  |  |  |  | 10.232 | [7 empty] | 6.8223 | 0 |  |  | 0 |  | 8.6904 | [8 empty] | 0 |  |  | 0 | [5 empty] | 0 |  |  | 0
| 22 |  |  | 0 |  |  |  | 0 |  |  |  |  | 10.3576 | [7 empty] | 6.0569 | 0 |  |  | 0 |  | 8.816 | [8 empty] | 0 |  |  | 0 | [5 empty] | 0 |  |  | 0
| 23 |  |  | 0.44776 |  |  |  | 0 |  |  |  |  | 10.3059 | [7 empty] | 6.8716 | 0 |  |  | 0 |  | 8.7643 | [8 empty] | 0 |  |  | 0 | [5 empty] | 0 |  |  | 0
| 24 |  |  | 0 |  |  |  | 0 |  |  |  |  | 10.4758 | [7 empty] | 7.0749 | 0 |  |  | 0 |  | 8.9342 | [8 empty] | 0 |  |  | 0 | [5 empty] | 0 |  |  | 0
| 25 |  |  | 0 |  |  |  | 0 |  |  |  |  | 7.9345 | [7 empty] | 5.0255 | 0 |  |  | 0 |  | 6.3928 | [8 empty] | 0 |  |  | 0 | [5 empty] | 0 |  |  | 0
| 26 |  |  | 0 |  |  |  | 0 |  |  |  |  | 8.097 | [7 empty] | 5.1379 | 0 |  |  | 0 |  | 6.5553 | [8 empty] | 0 |  |  | 0 | [5 empty] | 0 |  |  | 0
| 27 |  |  | 0 |  |  |  | 0 |  |  |  |  | 7.9123 | [7 empty] | 5.0101 | 0 |  |  | 0 |  | 6.3706 | [8 empty] | 0 |  |  | 0 | [5 empty] | 0 |  |  | 0
| 28 |  |  | 0 |  |  |  | 0 |  |  |  |  | 7.8236 | [7 empty] | 5.7873 | 1.0651 |  |  | 0 |  | 6.282 | [8 empty] | 0 |  |  | 0 | [5 empty] | 0 |  |  | 0
| 29 |  |  | 0 |  |  |  | 0 |  |  |  |  | 7.7645 | [7 empty] | 4.43 | 0.0053256 |  |  | 0 |  | 5.6128 | [8 empty] | 0 |  |  | 0 | [5 empty] | 0 |  |  | 0
| 30 |  |  | 0 |  |  |  | 0 |  |  |  |  | 10.5423 | [7 empty] | 4.9507 | 0 |  |  | 0 |  | 7.2977 | [8 empty] | 0 |  |  | 0 | [5 empty] | 0 |  |  | 0
| 31 |  |  | 5.8208 |  |  |  | 0 |  |  |  |  | 9.9587 | [7 empty] | 2.3898 | 0 |  |  | 0 |  | 2.9923 | [8 empty] | 0 |  |  | 0 | [5 empty] | 0 |  |  | 0
| 32 |  |  | 0 |  |  |  | 0 |  |  |  |  | 9.5376 | [7 empty] | 5.2944 | 1.0651 |  |  | 0 |  | 4.1828 | [8 empty] | 0 |  |  | 1.6772 | [5 empty] | 0 |  |  | 0
| 33 |  |  | 0.63965 |  |  |  | 3.0318 |  |  |  |  | 9.1239 | [7 empty] | 6.7808 | 0.0053256 |  |  | 0 |  | 7.512 | [8 empty] | 0 |  |  | 0.50025 | [5 empty] | 0 |  |  | 0
| 34 |  |  | 0 |  |  |  | 8.335 |  |  |  |  | 8.6215 | [7 empty] | 9.5074 | 0.0053256 |  |  | 0 |  | 11.8141 | [8 empty] | 0 |  |  | 0 | [5 empty] | 0 |  |  | 0
| 35 |  |  | 0 |  |  |  | 0 |  |  |  |  | 7.9714 | [7 empty] | 4.0214 | 0.0053256 |  |  | 0 |  | 3.9825 | [8 empty] | 0 |  |  | 1.2263 | [5 empty] | 0 |  |  | 0
| 36 |  |  | 4.3496 |  |  |  | 4.7428 |  |  |  |  | 7.5429 | [7 empty] | 10.2537 | 0.0053256 |  |  | 0 |  | 5.554 | [8 empty] | 0 |  |  | 4.3316 | [5 empty] | 0 |  |  | 0
| 37 |  |  | 0 |  |  |  | 3.1521 |  |  |  |  | 7.3878 | [7 empty] | 5.0019 | 0.0053256 |  |  | 0 |  | 6.2003 | [8 empty] | 0 |  |  | 0 | [5 empty] | 0 |  |  | 0
| 38 |  |  | 0 |  |  |  | 0 |  |  |  |  | 7.3213 | [7 empty] | 3.6752 | 0.0053256 |  |  | 0 |  | 4.5491 | [8 empty] | 0 |  |  | 0 | [5 empty] | 0 |  |  | 0
| 39 |  |  | 0 |  |  |  | 0 |  |  |  |  | 7.5651 | [7 empty] | 3.81 | 0.0053256 |  |  | 0 |  | 4.7229 | [8 empty] | 0 |  |  | 0 | [5 empty] | 0 |  |  | 0
| 40 |  |  | 0 |  |  |  | 0 |  |  |  |  | 7.8458 | [7 empty] | 3.7523 | 0.0053256 |  |  | 0 |  | 4.6534 | [8 empty] | 0 |  |  | 0 | [5 empty] | 0 |  |  | 0
| 41 |  |  | 0.70362 |  |  |  | 0 |  |  |  |  | 8.1709 | [7 empty] | 0.39337 | 0.0053256 |  |  | 0 |  | 0.48334 | [8 empty] | 0 |  |  | 0 | [5 empty] | 0 |  |  | 0
| 42 |  |  | 0.83154 |  |  |  | 0 |  |  |  |  | 8.5846 | [7 empty] | 0 | 0 |  |  | 0 |  | 0 | [8 empty] | 0 |  |  | 0 | [5 empty] | 0 |  |  | 0
| 43 |  |  | 1.2793 |  |  |  | 0 |  |  |  |  | 8.5255 | [7 empty] | 3.5447 | 0 |  |  | 0 |  | 5.4395 | [8 empty] | 0 |  |  | 0 | [5 empty] | 0 |  |  | 0
| 44 |  |  | 0.44776 |  |  |  | 0 |  |  |  |  | 8.8875 | [7 empty] | 5.9063 | 0 |  |  | 0 |  | 7.3458 | [8 empty] | 0 |  |  | 0 | [5 empty] | 0 |  |  | 0
| 45 |  |  | 0.51172 |  |  |  | 0 |  |  |  |  | 9.1017 | [7 empty] | 6.0764 | 0 |  |  | 0 |  | 7.5601 | [8 empty] | 0 |  |  | 0 | [5 empty] | 0 |  |  | 0
| 46 |  |  | 0 |  |  |  | 0 |  |  |  |  | 9.4785 | [7 empty] | 6.3751 | 0 |  |  | 0 |  | 7.9368 | [8 empty] | 0 |  |  | 0 | [5 empty] | 0 |  |  | 0
| 47 |  |  | 0 |  |  |  | 0 |  |  |  |  | 9.6854 | [7 empty] | 6.5318 | 0 |  |  | 0 |  | 8.1437 | [8 empty] | 0 |  |  | 0 | [5 empty] | 0 |  |  | 0
| 48 |  |  | 0 |  |  |  | 0 |  |  |  |  | 9.8036 | [7 empty] | 6.4874 | 0 |  |  | 0 |  | 8.2619 | [8 empty] | 0 |  |  | 0 | [5 empty] | 0 |  |  | 0
| 49 |  |  | 0 |  |  |  | 0 |  |  |  |  | 6.9371 | [7 empty] | 4.2305 | 0 |  |  | 0 |  | 5.3954 | [8 empty] | 0 |  |  | 0 | [5 empty] | 0 |  |  | 0
| 50 |  |  | 0 |  |  |  | 0 |  |  |  |  | 7.0479 | [7 empty] | 5.2106 | 1.1515 |  |  | 0 |  | 5.5063 | [8 empty] | 0 |  |  | 0 | [5 empty] | 0 |  |  | 0
| 51 |  |  | 0 |  |  |  | 5.4838 |  |  |  |  | 7.1809 | [7 empty] | 8.6904 | 0.0057574 |  |  | 0 |  | 11.1231 | [8 empty] | 0 |  |  | 0 | [5 empty] | 0 |  |  | 0
| 52 |  |  | 0 |  |  |  | 7.3927 |  |  |  |  | 7.2326 | [7 empty] | 10.2123 | 0.0057574 |  |  | 0 |  | 13.0836 | [8 empty] | 0 |  |  | 0 | [5 empty] | 0 |  |  | 0
| 53 |  |  | 0 |  |  |  | 0 |  |  |  |  | 7.2031 | [7 empty] | 4.106 | 0.0057574 |  |  | 0 |  | 5.2543 | [8 empty] | 0 |  |  | 0 | [5 empty] | 0 |  |  | 0
| 54 |  |  | 0 |  |  |  | 0 |  |  |  |  | 9.9956 | [7 empty] | 0 | 0 |  |  | 0 |  | 0 | [8 empty] | 0 |  |  | 0 | [5 empty] | 0 |  |  | 0
| 55 |  |  | 7.4199 |  |  |  | 0 |  |  |  |  | 9.2643 | [7 empty] | 1.8816 | 0 |  |  | 0 |  | 3.4995 | [8 empty] | 0 |  |  | 0 | [5 empty] | 0 |  |  | 0
| 56 |  |  | 0 |  |  |  | 0 |  |  |  |  | 8.9983 | [7 empty] | 7.0019 | 1.1515 |  |  | 0 |  | 3.4981 | [8 empty] | 0 |  |  | 5.1128 | [5 empty] | 0 |  |  | 0
| 57 |  |  | 0.51172 |  |  |  | 0 |  |  |  |  | 8.1044 | [7 empty] | 6.485 | 0.0057574 |  |  | 0 |  | 2.9888 | [8 empty] | 0 |  |  | 5.7052 | [5 empty] | 0 |  |  | 0
| 58 |  |  | 0 |  |  |  | 0.12398 |  |  |  |  | 8.06 | [7 empty] | 7.0926 | 0.0057574 |  |  | 0 |  | 2.5476 | [8 empty] | 0 |  |  | 7.6652 | [5 empty] | 0 |  |  | 0
| 59 |  |  | 0 |  |  |  | 2.0954 |  |  |  |  | 7.4395 | [7 empty] | 4.7182 | 0.0057574 |  |  | 0 |  | 5.811 | [8 empty] | 0 |  |  | 0.092018 | [5 empty] | 0 |  |  | 0
| 60 |  |  | 4.6055 |  |  |  | 4.2155 |  |  |  |  | 7.8827 | [7 empty] | 9.959 | 0.0057574 |  |  | 0 |  | 8.6547 | [8 empty] | 0 |  |  | 0 | [5 empty] | 0 |  |  | 0
| 61 |  |  | 0.70362 |  |  |  | 6.4688 |  |  |  |  | 9.3381 | [7 empty] | 10.5522 | 0.0057574 |  |  | 0 |  | 12.6356 | [8 empty] | 0 |  |  | 0.18358 | [5 empty] | 0 |  |  | 0
| 62 |  |  | 0 |  |  |  | 6.0032 |  |  |  |  | 9.9809 | [7 empty] | 10.3306 | 0.0057574 |  |  | 0 |  | 13.114 | [8 empty] | 0 |  |  | 0.092018 | [5 empty] | 0 |  |  | 0
| 63 |  |  | 0.57569 |  |  |  | 0.33484 |  |  |  |  | 10.4832 | [7 empty] | 6.9547 | 0.0057574 |  |  | 0 |  | 8.4095 | [8 empty] | 0 |  |  | 0.092018 | [5 empty] | 0 |  |  | 0
| 64 |  |  | 0 |  |  |  | 0.33484 |  |  |  |  | 10.8157 | [7 empty] | 6.9575 | 0.0057574 |  |  | 0 |  | 8.9376 | [8 empty] | 0 |  |  | 0.092018 | [5 empty] | 0 |  |  | 0
| 65 |  |  | 0.51172 |  |  |  | 0 |  |  |  |  | 11.1186 | [7 empty] | 6.678 | 0.0057574 |  |  | 0 |  | 8.7007 | [8 empty] | 0 |  |  | 0 | [5 empty] | 0 |  |  | 0
| 66 |  |  | 0.57569 |  |  |  | 0 |  |  |  |  | 11.3919 | [7 empty] | 7.5184 | 0.0057574 |  |  | 0 |  | 9.8503 | [8 empty] | 0 |  |  | 0 | [5 empty] | 0 |  |  | 0
| 67 |  |  | 0.95947 |  |  |  | 0 |  |  |  |  | 11.6062 | [7 empty] | 7.6478 | 0.0057574 |  |  | 0 |  | 10.0645 | [8 empty] | 0 |  |  | 0 | [5 empty] | 0 |  |  | 0
| 68 |  |  | 0.83154 |  |  |  | 0 |  |  |  |  | 12.0568 | [7 empty] | 5.7573 | 0 |  |  | 0 |  | 7.6559 | [8 empty] | 0 |  |  | 0 | [5 empty] | 0 |  |  | 0
| 69 |  |  | 1.2153 |  |  |  | 0 |  |  |  |  | 12.4262 | [7 empty] | 0 | 0 |  |  | 0 |  | 0 | [8 empty] | 0 |  |  | 0 | [5 empty] | 0 |  |  | 0
| 70 |  |  | 0 |  |  |  | 0 |  |  |  |  | 12.7069 | [7 empty] | 8.267 | 0 |  |  | 0 |  | 11.1653 | [8 empty] | 0 |  |  | 0 | [5 empty] | 0 |  |  | 0
| 71 |  |  | 0 |  |  |  | 0 |  |  |  |  | 12.9803 | [7 empty] | 7.6818 | 0 |  |  | 0 |  | 11.4386 | [8 empty] | 0 |  |  | 0 | [5 empty] | 0 |  |  | 0
| 72 |  |  | 0 |  |  |  | 0 |  |  |  |  | 13.0098 | [7 empty] | 8.3405 | 0 |  |  | 0 |  | 11.4682 | [8 empty] | 0 |  |  | 0 | [5 empty] | 0 |  |  | 0
| 73 |  |  | 0 |  |  |  | 0 |  |  |  |  | 10.2764 | [7 empty] | 6.3786 | 0 |  |  | 0 |  | 8.7347 | [8 empty] | 0 |  |  | 0 | [5 empty] | 0 |  |  | 0
| 74 |  |  | 0 |  |  |  | 0 |  |  |  |  | 10.1951 | [7 empty] | 6.3333 | 0 |  |  | 0 |  | 8.6534 | [8 empty] | 0 |  |  | 0 | [5 empty] | 0 |  |  | 0
| 75 |  |  | 0 |  |  |  | 0 |  |  |  |  | 10.1729 | [7 empty] | 7.1642 | 1.1515 |  |  | 0 |  | 8.6313 | [8 empty] | 0 |  |  | 0 | [5 empty] | 0 |  |  | 0
| 76 |  |  | 0 |  |  |  | 0 |  |  |  |  | 10.1877 | [7 empty] | 7.842 | 0.0057574 |  |  | 0 |  | 8.6461 | [8 empty] | 0 |  |  | 2.5059 | [5 empty] | 0 |  |  | 0
| 77 |  |  | 0 |  |  |  | 0 |  |  |  |  | 10.1286 | [7 empty] | 5.5955 | 0.0057574 |  |  | 0 |  | 7.6258 | [8 empty] | 0 |  |  | 0 | [5 empty] | 0 |  |  | 0
| 78 |  |  | 0 |  |  |  | 0 |  |  |  |  | 12.6848 | [7 empty] | 5.4905 | 0 |  |  | 0 |  | 8.5341 | [8 empty] | 0 |  |  | 0 | [5 empty] | 0 |  |  | 0
| 79 |  |  | 15.2876 |  |  |  | 0 |  |  |  |  | 12.3745 | [7 empty] | 6.4881 | 0 |  |  | 0 |  | 8.6916 | [8 empty] | 0 |  |  | 0 | [5 empty] | 0 |  |  | 0
| 80 |  |  | 0 |  |  |  | 0 |  |  |  |  | 11.8056 | [7 empty] | 6.364 | 0 |  |  | 0 |  | 8.4156 | [8 empty] | 0 |  |  | 0 | [5 empty] | 0 |  |  | 0
| 81 |  |  | 0 |  |  |  | 0 |  |  |  |  | 10.9856 | [7 empty] | 6.0103 | 0 |  |  | 0 |  | 6.7322 | [8 empty] | 0 |  |  | 1.327 | [5 empty] | 0 |  |  | 0
| 82 |  |  | 0 |  |  |  | 0 |  |  |  |  | 10.5349 | [7 empty] | 5.0725 | 0 |  |  | 0 |  | 5.9536 | [8 empty] | 0 |  |  | 0.71999 | [5 empty] | 0 |  |  | 0
| 83 |  |  | 0.57569 |  |  |  | 0 |  |  |  |  | 9.7888 | [7 empty] | 7.898 | 0 |  |  | 0 |  | 3.9835 | [8 empty] | 0 |  |  | 6.8655 | [5 empty] | 0 |  |  | 0
| 84 |  |  | 1.855 |  |  |  | 2.9388 |  |  |  |  | 9.0574 | [7 empty] | 8.412 | 1.1515 |  |  | 0 |  | 6.3962 | [8 empty] | 0 |  |  | 1.9056 | [5 empty] | 0 |  |  | 0
| 85 |  |  | 0 |  |  |  | 2.1602 |  |  |  |  | 8.2152 | [7 empty] | 5.0513 | 0.0057574 |  |  | 0 |  | 6.3388 | [8 empty] | 0 |  |  | 0 | [5 empty] | 0 |  |  | 0
| 86 |  |  | 0 |  |  |  | 2.9986 |  |  |  |  | 7.8384 | [7 empty] | 5.416 | 0.0057574 |  |  | 0 |  | 6.7782 | [8 empty] | 0 |  |  | 0 | [5 empty] | 0 |  |  | 0
| 87 |  |  | 0.63965 |  |  |  | 0 |  |  |  |  | 7.1514 | [7 empty] | 3.5852 | 0 |  |  | 0 |  | 4.463 | [8 empty] | 0 |  |  | 0 | [5 empty] | 0 |  |  | 0
| 88 |  |  | 0.38379 |  |  |  | 5.4348 |  |  |  |  | 7.0701 | [7 empty] | 7.182 | 0.011486 |  |  | 0 |  | 8.9199 | [8 empty] | 0 |  |  | 0 | [5 empty] | 0 |  |  | 0
| 89 |  |  | 0.44776 |  |  |  | 0 |  |  |  |  | 7.5798 | [7 empty] | 4.4202 | 0.0057574 |  |  | 0 |  | 5.5208 | [8 empty] | 0 |  |  | 0 | [5 empty] | 0 |  |  | 0
| 90 |  |  | 2.1108 |  |  |  | 0 |  |  |  |  | 8.4885 | [7 empty] | 5.5243 | 0.0057574 |  |  | 0 |  | 6.9469 | [8 empty] | 0 |  |  | 0 | [5 empty] | 0 |  |  | 0
| 91 |  |  | 2.0469 |  |  |  | 0 |  |  |  |  | 9.2051 | [7 empty] | 6.0605 | 0.0057574 |  |  | 0 |  | 7.6635 | [8 empty] | 0 |  |  | 0 | [5 empty] | 0 |  |  | 0
| 92 |  |  | 2.1108 |  |  |  | 0 |  |  |  |  | 9.9735 | [7 empty] | 5.1927 | 0 |  |  | 0 |  | 6.6316 | [8 empty] | 0 |  |  | 0 | [5 empty] | 0 |  |  | 0
| 93 |  |  | 1.7271 |  |  |  | 0 |  |  |  |  | 10.5793 | [7 empty] | 0 | 0 |  |  | 0 |  | 1.1173 | [8 empty] | 0 |  |  | 0 | [5 empty] | 0 |  |  | 0
| 94 |  |  | 0 |  |  |  | 0 |  |  |  |  | 11.0816 | [7 empty] | 7.3225 | 0 |  |  | 0 |  | 9.54 | [8 empty] | 0 |  |  | 0 | [5 empty] | 0 |  |  | 0
| 95 |  |  | 0.70362 |  |  |  | 0 |  |  |  |  | 11.3772 | [7 empty] | 7.505 | 0 |  |  | 0 |  | 9.8355 | [8 empty] | 0 |  |  | 0 | [5 empty] | 0 |  |  | 0
| 96 |  |  | 0 |  |  |  | 0 |  |  |  |  | 11.5545 | [7 empty] | 7.882 | 0.35455 |  |  | 0 |  | 10.0128 | [8 empty] | 0 |  |  | 0 | [5 empty] | 0 |  |  | 0
| 97 |  |  | 0 |  |  |  | 0 |  |  |  |  | 8.9614 | [7 empty] | 8.4406 | 0.7987 |  |  | 0 |  | 7.4197 | [8 empty] | 0 |  |  | 3.6308 | [5 empty] | 0 |  |  | 0
| 98 |  |  | 0.63965 |  |  |  | 0 |  |  |  |  | 9.2199 | [7 empty] | 6.1556 | 0.0057574 |  |  | 0 |  | 7.6783 | [8 empty] | 0 |  |  | 0 | [5 empty] | 0 |  |  | 0
| 99 |  |  | 0 |  |  |  | 3.9917 |  |  |  |  | 9.3381 | [7 empty] | 8.8209 | 0.0057574 |  |  | 0 |  | 11.7882 | [8 empty] | 0 |  |  | 0 | [5 empty] | 0 |  |  | 0
| 100 |  |  | 0 |  |  |  | 2.4727 |  |  |  |  | 9.7149 | [7 empty] | 8.423 | 0.0057574 |  |  | 0 |  | 10.646 | [8 empty] | 0 |  |  | 0.86984 | [5 empty] | 0 |  |  | 0
| 101 |  |  | 0 |  |  |  | 0 |  |  |  |  | 9.8922 | [7 empty] | 5.9537 | 0.0057574 |  |  | 0 |  | 8.064 | [8 empty] | 0 |  |  | 0 | [5 empty] | 0 |  |  | 0
| 102 |  |  | 0 |  |  |  | 0 |  |  |  |  | 11.85 | [7 empty] | 2.3249 | 0 |  |  | 0 |  | 4.2003 | [8 empty] | 0 |  |  | 0 | [5 empty] | 0 |  |  | 0
| 103 |  |  | 7.6758 |  |  |  | 0 |  |  |  |  | 10.5867 | [7 empty] | 5.4833 | 0 |  |  | 0 |  | 4.3164 | [8 empty] | 0 |  |  | 0 | [5 empty] | 0 |  |  | 0
| 104 |  |  | 11.1939 |  |  |  | 0 |  |  |  |  | 9.1387 | [7 empty] | 7.2925 | 0 |  |  | 0 |  | 0.047295 | [8 empty] | 0 |  |  | 0 | [5 empty] | 0 |  |  | 0
| 105 |  |  | 0.57569 |  |  |  | 1.8511 |  |  |  |  | 7.8606 | [7 empty] | 0.38102 | 0 |  |  | 0 |  | 0 | [8 empty] | 0 |  |  | 0 | [5 empty] | 0 |  |  | 0
| 106 |  |  | 0 |  |  |  | 4.021 |  |  |  |  | 6.8558 | [7 empty] | 0 | 0 |  |  | 0 |  | 0 | [8 empty] | 0 |  |  | 0 | [5 empty] | 0 |  |  | 0
| 107 |  |  | 0 |  |  |  | 3.1851 |  |  |  |  | 5.6147 | [7 empty] | 0 | 0 |  |  | 0 |  | 0 | [8 empty] | 0 |  |  | 0 | [5 empty] | 0 |  |  | 0.52628
| 108 |  |  | 1.4712 |  |  |  | 0 |  |  |  |  | 4.5804 | [7 empty] | 1.0207 | 0 |  |  | 0 |  | 0 | [8 empty] | 0 |  |  | 0 | [5 empty] | 0 |  |  | 2.84
| 109 |  |  | 0 |  |  |  | 2.7639 |  |  |  |  | 3.5609 | [7 empty] | 0 | 0 |  |  | 0 |  | 0 | [8 empty] | 0 |  |  | 0 | [5 empty] | 0 |  |  | 0
| 110 |  |  | 0 |  |  |  | 3.0579 |  |  |  |  | 3.0438 | [7 empty] | 5.8488 | 0 |  |  | 5.1097 |  | 0 | [8 empty] | 0 |  |  | 3.1644 | [5 empty] | 0 |  |  | 0
| 111 |  |  | 1.5991 |  |  |  | 2.9281 |  |  |  |  | 2.7852 | [7 empty] | 11.9673 | 0 |  |  | 0.025548 |  | 0 | [8 empty] | 0 |  |  | 15.2551 | [5 empty] | 0 |  |  | 0
| 112 |  |  | 1.4712 |  |  |  | 1.9378 |  |  |  |  | 2.8147 | [7 empty] | 1.126 | 0 |  |  | 0.025548 |  | 0 | [8 empty] | 0 |  |  | 0.092018 | [5 empty] | 0 |  |  | 0
| 113 |  |  | 1.1514 |  |  |  | 0.33484 |  |  |  |  | 3.5683 | [7 empty] | 0.48448 | 0.0057574 |  |  | 0 |  | 0.57519 | [8 empty] | 0 |  |  | 0 | [5 empty] | 0 |  |  | 0
| 114 |  |  | 1.7271 |  |  |  | 0 |  |  |  |  | 5.1271 | [7 empty] | 2.9515 | 0.0057574 |  |  | 0 |  | 3.5854 | [8 empty] | 0 |  |  | 0 | [5 empty] | 0 |  |  | 0
| 115 |  |  | 0 |  |  |  | 0 |  |  |  |  | 6.0654 | [7 empty] | 3.6857 | 0.0057574 |  |  | 0 |  | 4.5237 | [8 empty] | 0 |  |  | 0 | [5 empty] | 0 |  |  | 0
| 116 |  |  | 1.791 |  |  |  | 0 |  |  |  |  | 6.612 | [7 empty] | 4.1047 | 0.0057574 |  |  | 0 |  | 5.0704 | [8 empty] | 0 |  |  | 0 | [5 empty] | 0 |  |  | 0
| 117 |  |  | 1.1514 |  |  |  | 0 |  |  |  |  | 7.8532 | [7 empty] | 0 | 0 |  |  | 0 |  | 0 | [8 empty] | 0 |  |  | 0 | [5 empty] | 0 |  |  | 0
| 118 |  |  | 0.51172 |  |  |  | 0 |  |  |  |  | 7.5281 | [7 empty] | 0 | 0 |  |  | 0 |  | 0 | [8 empty] | 0 |  |  | 0 | [5 empty] | 0 |  |  | 0
| 119 |  |  | 0 |  |  |  | 0 |  |  |  |  | 8.0157 | [7 empty] | 3.9812 | 0 |  |  | 0 |  | 4.9931 | [8 empty] | 0 |  |  | 0 | [5 empty] | 0 |  |  | 0
| 120 |  |  | 0 |  |  |  | 0 |  |  |  |  | 8.9096 | [7 empty] | 5.9527 | 0.071308 |  |  | 0 |  | 7.368 | [8 empty] | 0 |  |  | 0 | [5 empty] | 0 |  |  | 0
| 121 |  |  | 0 |  |  |  | 0 |  |  |  |  | 6.6564 | [7 empty] | 4.0865 | 0.0054695 |  |  | 0 |  | 5.1147 | [8 empty] | 0 |  |  | 0 | [5 empty] | 0 |  |  | 0
| 122 |  |  | 0 |  |  |  | 0 |  |  |  |  | 6.8706 | [7 empty] | 4.2433 | 0.0054695 |  |  | 0 |  | 5.329 | [8 empty] | 0 |  |  | 0 | [5 empty] | 0 |  |  | 0
| 123 |  |  | 0 |  |  |  | 0 |  |  |  |  | 7.2178 | [7 empty] | 4.4941 | 0.0054695 |  |  | 0 |  | 5.6762 | [8 empty] | 0 |  |  | 0 | [5 empty] | 0 |  |  | 0
| 124 |  |  | 0.44776 |  |  |  | 0 |  |  |  |  | 7.8532 | [7 empty] | 2.2688 | 0 |  |  | 0 |  | 2.9002 | [8 empty] | 0 |  |  | 0 | [5 empty] | 3.4114 |  |  | 0
| 125 |  |  | 0 |  |  |  | 0 |  |  |  |  | 8.954 | [7 empty] | 0 | 0 |  |  | 0 |  | 0.10542 | [8 empty] | 0 |  |  | 0 | [5 empty] | 1.2977 |  |  | 0
| 126 |  |  | 0 |  |  |  | 0 |  |  |  |  | 9.7592 | [7 empty] | 0.1884 | 0 |  |  | 0 |  | 0.2366 | [8 empty] | 0 |  |  | 0 | [5 empty] | 0 |  |  | 0
| 127 |  |  | 8.5713 |  |  |  | 0 |  |  |  |  | 6.9962 | [7 empty] | 0 | 0 |  |  | 0 |  | 0 | [8 empty] | 0 |  |  | 0 | [5 empty] | 0 |  |  | 4.7933
| 128 |  |  | 2.4307 |  |  |  | 7.4665 |  |  |  |  | 4.839 | [7 empty] | 0.47813 | 0 |  |  | 0 |  | 0 | [8 empty] | 0 |  |  | 0 | [5 empty] | 0 |  |  | 0
| 129 |  |  | 0.38379 |  |  |  | 0 |  |  |  |  | 3.0659 | [7 empty] | 0.27123 | 0 |  |  | 0 |  | 0 | [8 empty] | 0 |  |  | 0 | [5 empty] | 0 |  |  | 8.3157
| 130 |  |  | 0 |  |  |  | 0 |  |  |  |  | 1.8322 | [7 empty] | 0 | 0 |  |  | 0 |  | 0 | [8 empty] | 0 |  |  | 0 | [5 empty] | 0 |  |  | 9.0262
| 131 |  |  | 1.2793 |  |  |  | 0 |  |  |  |  | 0.97518 | [7 empty] | 0.92469 | 0 |  |  | 0 |  | 0 | [8 empty] | 0 |  |  | 0 | [5 empty] | 0 |  |  | 8.3863
| 132 |  |  | 0 |  |  |  | 6.7449 |  |  |  |  | 0.44327 | [7 empty] | 0 | 0 |  |  | 0 |  | 0 | [8 empty] | 0 |  |  | 0 | [5 empty] | 0 |  |  | 0.52879
| 133 |  |  | 1.0874 |  |  |  | 0 |  |  |  |  | 0.17731 | [7 empty] | 13.455 | 0 |  |  | 0 |  | 0 | [8 empty] | 0 |  |  | 17.3821 | [5 empty] | 0 |  |  | 6.3399
| 134 |  |  | 0 |  |  |  | 0 |  |  |  |  | 0.073878 | [7 empty] | 4.7233 | 0 |  |  | 5.3687 |  | 0 | [8 empty] | 0 |  |  | 1.1085 | [5 empty] | 0 |  |  | 6.2047
| 135 |  |  | 2.0469 |  |  |  | 5.5617 |  |  |  |  | 0.25118 | [7 empty] | 1.5766 | 0 |  |  | 0.026844 |  | 0 | [8 empty] | 0 |  |  | 0.092018 | [5 empty] | 0 |  |  | 0
| 136 |  |  | 2.4307 |  |  |  | 0.33484 |  |  |  |  | 0.65012 | [7 empty] | 1.8488 | 0 |  |  | 0.026844 |  | 0 | [8 empty] | 0 |  |  | 0.092018 | [5 empty] | 0 |  |  | 3.6565
| 137 |  |  | 1.1514 |  |  |  | 0.33484 |  |  |  |  | 1.6696 | [7 empty] | 0.91159 | 0 |  |  | 0.026844 |  | 0 | [8 empty] | 0 |  |  | 0.092018 | [5 empty] | 0 |  |  | 0.67413
| 138 |  |  | 0.57569 |  |  |  | 0 |  |  |  |  | 3.1398 | [7 empty] | 1.7268 | 0.0054695 |  |  | 0 |  | 1.5981 | [8 empty] | 0 |  |  | 0 | [5 empty] | 0 |  |  | 0
| 139 |  |  | 1.0234 |  |  |  | 0 |  |  |  |  | 3.9598 | [7 empty] | 2.0362 | 0.0054695 |  |  | 0 |  | 2.4182 | [8 empty] | 0 |  |  | 0 | [5 empty] | 0 |  |  | 0
| 140 |  |  | 1.7271 |  |  |  | 0 |  |  |  |  | 5.888 | [7 empty] | 3.5764 | 0.0054695 |  |  | 0 |  | 4.3464 | [8 empty] | 0 |  |  | 0 | [5 empty] | 0 |  |  | 0
| 141 |  |  | 1.4712 |  |  |  | 0 |  |  |  |  | 6.6785 | [7 empty] | 0 | 0 |  |  | 0 |  | 0 | [8 empty] | 0 |  |  | 0 | [5 empty] | 0 |  |  | 0
| 142 |  |  | 0.57569 |  |  |  | 0 |  |  |  |  | 6.9371 | [7 empty] | 0 | 0 |  |  | 0 |  | 0 | [8 empty] | 0 |  |  | 0 | [5 empty] | 0 |  |  | 0
| 143 |  |  | 0 |  |  |  | 0 |  |  |  |  | 7.4099 | [7 empty] | 0 | 0 |  |  | 0 |  | 0.015763 | [8 empty] | 0 |  |  | 0 | [5 empty] | 2.6587 |  |  | 0
| 144 |  |  | 0 |  |  |  | 0 |  |  |  |  | 7.7128 | [7 empty] | 3.0311 | 0 |  |  | 0 |  | 3.736 | [8 empty] | 0 |  |  | 0 | [5 empty] | 2.4351 |  |  | 0
| 145 |  |  | 0 |  |  |  | 0 |  |  |  |  | 4.9941 | [7 empty] | 2.8011 | 0 |  |  | 0 |  | 3.4525 | [8 empty] | 0 |  |  | 0 | [5 empty] | 0 |  |  | 0
| 146 |  |  | 0 |  |  |  | 0 |  |  |  |  | 5.1493 | [7 empty] | 2.9269 | 0 |  |  | 0 |  | 3.6076 | [8 empty] | 0 |  |  | 0 | [5 empty] | 0 |  |  | 0
| 147 |  |  | 0 |  |  |  | 0 |  |  |  |  | 5.3118 | [7 empty] | 3.0588 | 0 |  |  | 0 |  | 3.7701 | [8 empty] | 0 |  |  | 0 | [5 empty] | 0 |  |  | 0
| 148 |  |  | 0 |  |  |  | 0 |  |  |  |  | 5.5113 | [7 empty] | 3.2206 | 0 |  |  | 0 |  | 3.9696 | [8 empty] | 0 |  |  | 0 | [5 empty] | 0 |  |  | 0
| 149 |  |  | 0 |  |  |  | 0 |  |  |  |  | 5.1345 | [7 empty] | 2.6947 | 0 |  |  | 0 |  | 3.3214 | [8 empty] | 0 |  |  | 0 | [5 empty] | 0 |  |  | 0
| 150 |  |  | 0 |  |  |  | 0 |  |  |  |  | 7.4099 | [7 empty] | 4.1493 | 0 |  |  | 0 |  | 5.1143 | [8 empty] | 0 |  |  | 0 | [5 empty] | 0 |  |  | 0
| 151 |  |  | 12.2173 |  |  |  | 0 |  |  |  |  | 7.0479 | [7 empty] | 3.5087 | 0 |  |  | 0 |  | 4.2998 | [8 empty] | 0 |  |  | 0 | [5 empty] | 0 |  |  | 0
| 152 |  |  | 1.1514 |  |  |  | 0 |  |  |  |  | 6.7007 | [7 empty] | 2.5446 | 0 |  |  | 0 |  | 2.1556 | [8 empty] | 0 |  |  | 0 | [5 empty] | 0 |  |  | 0
| 153 |  |  | 0.44776 |  |  |  | 0 |  |  |  |  | 6.3018 | [7 empty] | 0.30345 | 0 |  |  | 0 |  | 0 | [8 empty] | 0 |  |  | 0 | [5 empty] | 0 |  |  | 0.79172
| 154 |  |  | 0.51172 |  |  |  | 1.8179 |  |  |  |  | 5.1049 | [7 empty] | 0.35262 | 0 |  |  | 0 |  | 0 | [8 empty] | 0 |  |  | 0 | [5 empty] | 0 |  |  | 0
| 155 |  |  | 0.51172 |  |  |  | 5.4927 |  |  |  |  | 3.9451 | [7 empty] | 0.35787 | 0 |  |  | 0 |  | 0 | [8 empty] | 0 |  |  | 0 | [5 empty] | 0 |  |  | 0
| 156 |  |  | 5.1172 |  |  |  | 3.024 |  |  |  |  | 3.4649 | [7 empty] | 3.5995 | 0 |  |  | 0 |  | 0 | [8 empty] | 0 |  |  | 0 | [5 empty] | 0 |  |  | 1.8571
| 157 |  |  | 0 |  |  |  | 4.4658 |  |  |  |  | 3.0733 | [7 empty] | 8.4888 | 0 |  |  | 6.0165 |  | 0 | [8 empty] | 0 |  |  | 5.9965 | [5 empty] | 0 |  |  | 0
| 158 |  |  | 0 |  |  |  | 3.3076 |  |  |  |  | 3.0364 | [7 empty] | 0.021266 | 0 |  |  | 0.030082 |  | 0 | [8 empty] | 0 |  |  | 0 | [5 empty] | 0 |  |  | 0
| 159 |  |  | 0.63965 |  |  |  | 0 |  |  |  |  | 2.9329 | [7 empty] | 0.47402 | 0 |  |  | 0.030082 |  | 0 | [8 empty] | 0 |  |  | 0 | [5 empty] | 0 |  |  | 0.04903
| 160 |  |  | 0.57569 |  |  |  | 1.6472 |  |  |  |  | 3.0807 | [7 empty] | 0.021256 | 0 |  |  | 0.030082 |  | 0 | [8 empty] | 0 |  |  | 0 | [5 empty] | 0 |  |  | 0
| 161 |  |  | 0 |  |  |  | 0.33484 |  |  |  |  | 3.6496 | [7 empty] | 1.0843 | 0.0047498 |  |  | 0 |  | 1.267 | [8 empty] | 0 |  |  | 0 | [5 empty] | 0 |  |  | 0
| 162 |  |  | 0.95947 |  |  |  | 0 |  |  |  |  | 4.6986 | [7 empty] | 2.6652 | 0.0047498 |  |  | 0 |  | 3.1569 | [8 empty] | 0 |  |  | 0 | [5 empty] | 0 |  |  | 0
| 163 |  |  | 1.0874 |  |  |  | 0 |  |  |  |  | 5.8511 | [7 empty] | 3.5842 | 0.0047498 |  |  | 0 |  | 4.3094 | [8 empty] | 0 |  |  | 0 | [5 empty] | 0 |  |  | 0
| 164 |  |  | 1.4712 |  |  |  | 0 |  |  |  |  | 6.4938 | [7 empty] | 1.6997 | 0.0047498 |  |  | 0 |  | 2.0601 | [8 empty] | 0 |  |  | 0 | [5 empty] | 0 |  |  | 0
| 165 |  |  | 1.5991 |  |  |  | 0 |  |  |  |  | 6.7967 | [7 empty] | 0.0038916 | 0.0047498 |  |  | 0 |  | 0 | [8 empty] | 0 |  |  | 0 | [5 empty] | 0 |  |  | 0
| 166 |  |  | 0 |  |  |  | 0 |  |  |  |  | 7.0627 | [7 empty] | 0 | 0 |  |  | 0 |  | 0 | [8 empty] | 0 |  |  | 0 | [5 empty] | 0 |  |  | 0
| 167 |  |  | 0 |  |  |  | 0 |  |  |  |  | 7.4764 | [7 empty] | 0 | 0 |  |  | 0 |  | 0.022815 | [8 empty] | 0 |  |  | 0 | [5 empty] | 5.6934 |  |  | 0
winter | 0 |  |  | 0 |  |  |  | 0 |  |  |  |  | 19.3781 | [7 empty] | 10.3998 | 0 |  |  | 0 |  | 17.8364 | [8 empty] | 0 |  |  | 0 | [5 empty] | 0 |  |  | 0
| 1 |  |  | 0 |  |  |  | 0 |  |  |  |  | 16.3491 | [7 empty] | 10.0291 | 0 |  |  | 0 |  | 14.8074 | [8 empty] | 0 |  |  | 2.1144 | [5 empty] | 0 |  |  | 0
| 2 |  |  | 0 |  |  |  | 0 |  |  |  |  | 16.519 | [7 empty] | 10.0907 | 0 |  |  | 0 |  | 14.9774 | [8 empty] | 0 |  |  | 2.1161 | [5 empty] | 0 |  |  | 0
| 3 |  |  | 0 |  |  |  | 0 |  |  |  |  | 17.28 | [7 empty] | 10.3498 | 1.4106 |  |  | 0 |  | 15.7383 | [8 empty] | 0 |  |  | 0.49279 | [5 empty] | 0 |  |  | 0
| 4 |  |  | 0 |  |  |  | 0 |  |  |  |  | 16.9771 | [7 empty] | 10.2512 | 0.0070528 |  |  | 0 |  | 15.4354 | [8 empty] | 0 |  |  | 3.4923 | [5 empty] | 0 |  |  | 0
| 5 |  |  | 0.70362 |  |  |  | 0 |  |  |  |  | 15.204 | [7 empty] | 9.5825 | 0.0070528 |  |  | 0 |  | 13.6623 | [8 empty] | 0 |  |  | 6.7799 | [5 empty] | 0 |  |  | 0
| 6 |  |  | 0 |  |  |  | 0 |  |  |  |  | 16.519 | [7 empty] | 9.1439 | 0 |  |  | 0 |  | 14.9774 | [8 empty] | 0 |  |  | 0 | [5 empty] | 0 |  |  | 0
| 7 |  |  | 13.1768 |  |  |  | 0 |  |  |  |  | 16.194 | [7 empty] | 8.9808 | 0 |  |  | 0 |  | 14.3177 | [8 empty] | 0 |  |  | 0 | [5 empty] | 0 |  |  | 0
| 8 |  |  | 1.1514 |  |  |  | 0 |  |  |  |  | 15.3074 | [7 empty] | 8.3273 | 0.98428 |  |  | 0 |  | 10.4264 | [8 empty] | 0 |  |  | 0.39153 | [5 empty] | 0 |  |  | 0
| 9 |  |  | 0 |  |  |  | 0 |  |  |  |  | 14.6278 | [7 empty] | 7.8031 | 0.0070528 |  |  | 0 |  | 9.1469 | [8 empty] | 0 |  |  | 3.0222 | [5 empty] | 0 |  |  | 0
| 10 |  |  | 0 |  |  |  | 0 |  |  |  |  | 13.8447 | [7 empty] | 7.1808 | 0 |  |  | 3.9438 |  | 7.5231 | [8 empty] | 0 |  |  | 1.239 | [5 empty] | 0 |  |  | 0
| 11 |  |  | 0.44776 |  |  |  | 0.18092 |  |  |  |  | 13.1945 | [7 empty] | 7.3046 | 0 |  |  | 0.019719 |  | 9.5115 | [8 empty] | 0 |  |  | 1.0154 | [5 empty] | 0 |  |  | 0
| 12 |  |  | 2.8145 |  |  |  | 0 |  |  |  |  | 12.537 | [7 empty] | 7.6513 | 0 |  |  | 0.019719 |  | 9.5387 | [8 empty] | 0 |  |  | 0 | [5 empty] | 0 |  |  | 0
| 13 |  |  | 0 |  |  |  | 2.9136 |  |  |  |  | 12.4927 | [7 empty] | 7.8435 | 0 |  |  | 0.019719 |  | 11.387 | [8 empty] | 0 |  |  | 0 | [5 empty] | 0 |  |  | 0
| 14 |  |  | 0 |  |  |  | 0.57396 |  |  |  |  | 12.8769 | [7 empty] | 7.6221 | 0.0031873 |  |  | 0.010808 |  | 11.188 | [8 empty] | 0 |  |  | 0 | [5 empty] | 0 |  |  | 0
| 15 |  |  | 0.95947 |  |  |  | 0 |  |  |  |  | 13.2758 | [7 empty] | 7.3888 | 0 |  |  | 0.028586 |  | 10.9633 | [8 empty] | 0 |  |  | 0 | [5 empty] | 0 |  |  | 0
| 16 |  |  | 0 |  |  |  | 0 |  |  |  |  | 13.6452 | [7 empty] | 7.5836 | 0.0070528 |  |  | 0 |  | 11.3332 | [8 empty] | 0 |  |  | 0 | [5 empty] | 0 |  |  | 0
| 17 |  |  | 0.38379 |  |  |  | 0 |  |  |  |  | 14.0589 | [7 empty] | 7.8236 | 0.0070528 |  |  | 0 |  | 11.7652 | [8 empty] | 0 |  |  | 0 | [5 empty] | 0 |  |  | 0
| 18 |  |  | 0.63965 |  |  |  | 0 |  |  |  |  | 14.2584 | [7 empty] | 7.9376 | 0 |  |  | 0 |  | 11.9806 | [8 empty] | 0 |  |  | 0 | [5 empty] | 0 |  |  | 0
| 19 |  |  | 0.38379 |  |  |  | 0 |  |  |  |  | 14.0958 | [7 empty] | 7.8448 | 0 |  |  | 0 |  | 11.8109 | [8 empty] | 0 |  |  | 0 | [5 empty] | 0.25415 |  |  | 0
| 20 |  |  | 0.44776 |  |  |  | 0 |  |  |  |  | 14.1032 | [7 empty] | 7.8491 | 0 |  |  | 0 |  | 11.8322 | [8 empty] | 0 |  |  | 0 | [5 empty] | 0.72941 |  |  | 0
| 21 |  |  | 2.1748 |  |  |  | 0 |  |  |  |  | 14.3027 | [7 empty] | 7.9628 | 0 |  |  | 0 |  | 12.0269 | [8 empty] | 0 |  |  | 0 | [5 empty] | 0.73417 |  |  | 0
| 22 |  |  | 0.51172 |  |  |  | 0 |  |  |  |  | 14.2805 | [7 empty] | 7.9502 | 0 |  |  | 0 |  | 12.0037 | [8 empty] | 0 |  |  | 0 | [5 empty] | 0.73515 |  |  | 0
| 23 |  |  | 0 |  |  |  | 0 |  |  |  |  | 14.3027 | [7 empty] | 7.9628 | 0 |  |  | 0 |  | 12.0269 | [8 empty] | 0 |  |  | 0 | [5 empty] | 0.73417 |  |  | 0
| 24 |  |  | 0 |  |  |  | 0 |  |  |  |  | 14.2879 | [7 empty] | 8.6237 | 0 |  |  | 0 |  | 12.1958 | [8 empty] | 0 |  |  | 0 | [5 empty] | 0.5505 |  |  | 0
| 25 |  |  | 0 |  |  |  | 0 |  |  |  |  | 11.4584 | [7 empty] | 8.5134 | 1.209 |  |  | 0 |  | 9.9167 | [8 empty] | 0 |  |  | 1.1219 | [5 empty] | 0 |  |  | 0
| 26 |  |  | 0 |  |  |  | 0 |  |  |  |  | 11.5323 | [7 empty] | 8.3664 | 0 |  |  | 0 |  | 9.9906 | [8 empty] | 0 |  |  | 2.2486 | [5 empty] | 0 |  |  | 0
| 27 |  |  | 0 |  |  |  | 0 |  |  |  |  | 11.6505 | [7 empty] | 8.4372 | 0.01206 |  |  | 0 |  | 10.1088 | [8 empty] | 0 |  |  | 2.2388 | [5 empty] | 0 |  |  | 0
| 28 |  |  | 0 |  |  |  | 0 |  |  |  |  | 11.717 | [7 empty] | 8.4747 | 0.0060452 |  |  | 0 |  | 10.1753 | [8 empty] | 0 |  |  | 2.2451 | [5 empty] | 0 |  |  | 0
| 29 |  |  | 0 |  |  |  | 0 |  |  |  |  | 11.7392 | [7 empty] | 8.4876 | 0.0060452 |  |  | 0 |  | 10.1975 | [8 empty] | 0 |  |  | 2.2454 | [5 empty] | 0 |  |  | 0
| 30 |  |  | 0 |  |  |  | 0 |  |  |  |  | 14.8198 | [7 empty] | 8.9557 | 0 |  |  | 0 |  | 13.2782 | [8 empty] | 0 |  |  | 0 | [5 empty] | 0 |  |  | 0
| 31 |  |  | 7.1001 |  |  |  | 0 |  |  |  |  | 14.5465 | [7 empty] | 8.5977 | 0 |  |  | 0 |  | 12.8692 | [8 empty] | 0 |  |  | 0 | [5 empty] | 0 |  |  | 0
| 32 |  |  | 0 |  |  |  | 0 |  |  |  |  | 14.4505 | [7 empty] | 6.0539 | 0 |  |  | 0 |  | 8.582 | [8 empty] | 0 |  |  | 0 | [5 empty] | 0 |  |  | 0
| 33 |  |  | 0 |  |  |  | 0.85588 |  |  |  |  | 14.2362 | [7 empty] | 8.1409 | 1.209 |  |  | 0 |  | 9.3796 | [8 empty] | 0 |  |  | 1.0969 | [5 empty] | 0 |  |  | 0
| 34 |  |  | 0 |  |  |  | 0 |  |  |  |  | 13.66 | [7 empty] | 6.3215 | 0 |  |  | 0 |  | 9.5743 | [8 empty] | 0 |  |  | 0 | [5 empty] | 0 |  |  | 0
| 35 |  |  | 0 |  |  |  | 0 |  |  |  |  | 13.128 | [7 empty] | 6.2679 | 0 |  |  | 0 |  | 9.1637 | [8 empty] | 0 |  |  | 0 | [5 empty] | 0 |  |  | 0
| 36 |  |  | 0.38379 |  |  |  | 1.6256 |  |  |  |  | 12.9581 | [7 empty] | 8.2034 | 1.209 |  |  | 0 |  | 10.1264 | [8 empty] | 0 |  |  | 0 | [5 empty] | 0 |  |  | 0
| 37 |  |  | 1.5352 |  |  |  | 0 |  |  |  |  | 12.803 | [7 empty] | 7.7116 | 0 |  |  | 0 |  | 7.4938 | [8 empty] | 0 |  |  | 2.4017 | [5 empty] | 0 |  |  | 0
| 38 |  |  | 0.63965 |  |  |  | 1.2539 |  |  |  |  | 12.441 | [7 empty] | 8.5373 | 0.18096 |  |  | 0 |  | 11.461 | [8 empty] | 0 |  |  | 0 | [5 empty] | 0 |  |  | 0
| 39 |  |  | 1.0874 |  |  |  | 0.71332 |  |  |  |  | 12.5961 | [7 empty] | 8.4374 | 0.0060452 |  |  | 0 |  | 11.544 | [8 empty] | 0 |  |  | 0 | [5 empty] | 0 |  |  | 0
| 40 |  |  | 0 |  |  |  | 0 |  |  |  |  | 12.9434 | [7 empty] | 8.213 | 0.0060452 |  |  | 0 |  | 11.3382 | [8 empty] | 0 |  |  | 0 | [5 empty] | 0 |  |  | 0
| 41 |  |  | 0 |  |  |  | 0 |  |  |  |  | 13.128 | [7 empty] | 8.0933 | 0.0060452 |  |  | 0 |  | 11.2287 | [8 empty] | 0 |  |  | 0 | [5 empty] | 0 |  |  | 0
| 42 |  |  | 1.6631 |  |  |  | 0 |  |  |  |  | 13.2093 | [7 empty] | 8.0405 | 0.0060452 |  |  | 0 |  | 11.1806 | [8 empty] | 0 |  |  | 0 | [5 empty] | 0 |  |  | 0
| 43 |  |  | 0.95947 |  |  |  | 0 |  |  |  |  | 13.2093 | [7 empty] | 8.0405 | 0.0060452 |  |  | 0 |  | 11.1806 | [8 empty] | 0 |  |  | 0 | [5 empty] | 0 |  |  | 0
| 44 |  |  | 1.0874 |  |  |  | 0 |  |  |  |  | 13.2832 | [7 empty] | 7.9925 | 0.0060452 |  |  | 0 |  | 11.1368 | [8 empty] | 0 |  |  | 0 | [5 empty] | 0 |  |  | 0
| 45 |  |  | 0 |  |  |  | 0 |  |  |  |  | 13.3349 | [7 empty] | 8.0073 | 0 |  |  | 0 |  | 11.1737 | [8 empty] | 0 |  |  | 0 | [5 empty] | 0 |  |  | 0
| 46 |  |  | 0 |  |  |  | 0 |  |  |  |  | 13.2684 | [7 empty] | 8.0021 | 0 |  |  | 0 |  | 11.1853 | [8 empty] | 0 |  |  | 0 | [5 empty] | 0 |  |  | 0
| 47 |  |  | 0 |  |  |  | 0 |  |  |  |  | 13.2536 | [7 empty] | 8.0117 | 0 |  |  | 0 |  | 11.712 | [8 empty] | 0 |  |  | 0 | [5 empty] | 0 |  |  | 0
| 48 |  |  | 0 |  |  |  | 0 |  |  |  |  | 13.3127 | [7 empty] | 8.1564 | 0 |  |  | 0 |  | 11.7711 | [8 empty] | 0 |  |  | 0 | [5 empty] | 0 |  |  | 0
| 49 |  |  | 0 |  |  |  | 0 |  |  |  |  | 10.4389 | [7 empty] | 8.0196 | 1.1515 |  |  | 0 |  | 8.8972 | [8 empty] | 0 |  |  | 1.1754 | [5 empty] | 0 |  |  | 0
| 50 |  |  | 0 |  |  |  | 0 |  |  |  |  | 10.4832 | [7 empty] | 7.8674 | 0 |  |  | 0 |  | 8.9416 | [8 empty] | 0 |  |  | 2.2749 | [5 empty] | 0 |  |  | 0
| 51 |  |  | 0.51172 |  |  |  | 0 |  |  |  |  | 10.4389 | [7 empty] | 7.8413 | 0.011486 |  |  | 0 |  | 8.8972 | [8 empty] | 0 |  |  | 1.7515 | [5 empty] | 0 |  |  | 0
| 52 |  |  | 0 |  |  |  | 0 |  |  |  |  | 10.3946 | [7 empty] | 7.8116 | 0 |  |  | 0 |  | 8.8529 | [8 empty] | 0 |  |  | 2.2735 | [5 empty] | 0 |  |  | 0
| 53 |  |  | 0 |  |  |  | 0 |  |  |  |  | 10.4167 | [7 empty] | 7.79 | 0 |  |  | 0 |  | 8.8751 | [8 empty] | 0 |  |  | 2.4916 | [5 empty] | 0 |  |  | 0
| 54 |  |  | 0 |  |  |  | 0 |  |  |  |  | 13.5565 | [7 empty] | 8.3232 | 0 |  |  | 0 |  | 12.0149 | [8 empty] | 0 |  |  | 0 | [5 empty] | 0 |  |  | 0
| 55 |  |  | 6.9082 |  |  |  | 0 |  |  |  |  | 13.1872 | [7 empty] | 8.221 | 0 |  |  | 0 |  | 11.5701 | [8 empty] | 0 |  |  | 0 | [5 empty] | 0 |  |  | 0
| 56 |  |  | 0 |  |  |  | 0 |  |  |  |  | 12.9655 | [7 empty] | 8.1127 | 0 |  |  | 0 |  | 11.03 | [8 empty] | 0 |  |  | 0 | [5 empty] | 0 |  |  | 0
| 57 |  |  | 0 |  |  |  | 0 |  |  |  |  | 12.6035 | [7 empty] | 6.5699 | 0 |  |  | 0 |  | 8.8502 | [8 empty] | 0 |  |  | 0 | [5 empty] | 0 |  |  | 0
| 58 |  |  | 0 |  |  |  | 0 |  |  |  |  | 12.0568 | [7 empty] | 6.5797 | 0 |  |  | 0 |  | 7.6493 | [8 empty] | 0 |  |  | 1.3443 | [5 empty] | 0 |  |  | 0
| 59 |  |  | 0.44776 |  |  |  | 0 |  |  |  |  | 11.7392 | [7 empty] | 8.6492 | 1.1515 |  |  | 0 |  | 7.7469 | [8 empty] | 0 |  |  | 2.6374 | [5 empty] | 0 |  |  | 0
| 60 |  |  | 4.9253 |  |  |  | 0 |  |  |  |  | 11.6283 | [7 empty] | 8.3965 | 0 |  |  | 0 |  | 7.7638 | [8 empty] | 0 |  |  | 0 | [5 empty] | 0 |  |  | 0
| 61 |  |  | 0.89551 |  |  |  | 0 |  |  |  |  | 11.8278 | [7 empty] | 8.7678 | 0.75173 |  |  | 0 |  | 9.1468 | [8 empty] | 0 |  |  | 1.1847 | [5 empty] | 0 |  |  | 0
| 62 |  |  | 0.51172 |  |  |  | 0 |  |  |  |  | 11.7465 | [7 empty] | 8.7512 | 0.0057574 |  |  | 0 |  | 9.5271 | [8 empty] | 0 |  |  | 1.9643 | [5 empty] | 0 |  |  | 0
| 63 |  |  | 0 |  |  |  | 0.95338 |  |  |  |  | 11.9091 | [7 empty] | 8.916 | 0.0057574 |  |  | 0 |  | 11.0551 | [8 empty] | 0 |  |  | 0.92447 | [5 empty] | 0 |  |  | 0
| 64 |  |  | 0 |  |  |  | 0 |  |  |  |  | 12.4114 | [7 empty] | 8.6047 | 0.0057574 |  |  | 0 |  | 10.8698 | [8 empty] | 0 |  |  | 0.80747 | [5 empty] | 0 |  |  | 0
| 65 |  |  | 0.57569 |  |  |  | 0 |  |  |  |  | 12.6774 | [7 empty] | 8.4972 | 0.0057574 |  |  | 0 |  | 11.1357 | [8 empty] | 0 |  |  | 0 | [5 empty] | 0 |  |  | 0
| 66 |  |  | 0.51172 |  |  |  | 0.32062 |  |  |  |  | 12.7365 | [7 empty] | 8.5242 | 0.0057574 |  |  | 0 |  | 11.5155 | [8 empty] | 0 |  |  | 0 | [5 empty] | 0 |  |  | 0
| 67 |  |  | 0 |  |  |  | 0.09389 |  |  |  |  | 12.8769 | [7 empty] | 8.43 | 0.0057574 |  |  | 0 |  | 11.4291 | [8 empty] | 0 |  |  | 0 | [5 empty] | 0 |  |  | 0
| 68 |  |  | 0 |  |  |  | 0 |  |  |  |  | 13.0394 | [7 empty] | 8.3206 | 0.0057574 |  |  | 0 |  | 11.3291 | [8 empty] | 0 |  |  | 0 | [5 empty] | 0 |  |  | 0
| 69 |  |  | 1.855 |  |  |  | 0 |  |  |  |  | 13.2167 | [7 empty] | 8.2011 | 0 |  |  | 0 |  | 11.2258 | [8 empty] | 0 |  |  | 0 | [5 empty] | 0 |  |  | 0
| 70 |  |  | 0 |  |  |  | 0 |  |  |  |  | 13.2684 | [7 empty] | 8.1662 | 0 |  |  | 0 |  | 11.3374 | [8 empty] | 0 |  |  | 0 | [5 empty] | 0 |  |  | 0
| 71 |  |  | 0 |  |  |  | 0 |  |  |  |  | 13.165 | [7 empty] | 8.236 | 0 |  |  | 0 |  | 11.6233 | [8 empty] | 0 |  |  | 0 | [5 empty] | 0 |  |  | 0
| 72 |  |  | 0 |  |  |  | 0 |  |  |  |  | 13.3127 | [7 empty] | 8.0758 | 0 |  |  | 0 |  | 11.7711 | [8 empty] | 0 |  |  | 0 | [5 empty] | 0 |  |  | 0
| 73 |  |  | 0 |  |  |  | 0 |  |  |  |  | 10.631 | [7 empty] | 8.0489 | 0.99955 |  |  | 0 |  | 9.0893 | [8 empty] | 0 |  |  | 1.3096 | [5 empty] | 0 |  |  | 0
| 74 |  |  | 0 |  |  |  | 0 |  |  |  |  | 10.9413 | [7 empty] | 8.0863 | 0 |  |  | 0 |  | 9.3996 | [8 empty] | 0 |  |  | 2.2635 | [5 empty] | 0 |  |  | 0
| 75 |  |  | 0 |  |  |  | 0 |  |  |  |  | 10.9634 | [7 empty] | 8.0998 | 0 |  |  | 0 |  | 9.4218 | [8 empty] | 0 |  |  | 2.2638 | [5 empty] | 0 |  |  | 0
| 76 |  |  | 0 |  |  |  | 0 |  |  |  |  | 11.0373 | [7 empty] | 8.1446 | 0 |  |  | 0 |  | 9.4956 | [8 empty] | 0 |  |  | 2.2648 | [5 empty] | 0 |  |  | 0
| 77 |  |  | 0 |  |  |  | 0 |  |  |  |  | 11.0595 | [7 empty] | 8.158 | 0 |  |  | 0 |  | 9.5178 | [8 empty] | 0 |  |  | 2.2651 | [5 empty] | 0 |  |  | 0
| 78 |  |  | 0 |  |  |  | 0 |  |  |  |  | 13.8594 | [7 empty] | 8.4403 | 0 |  |  | 0 |  | 12.3178 | [8 empty] | 0 |  |  | 0 | [5 empty] | 0 |  |  | 0
| 79 |  |  | 11.1939 |  |  |  | 0 |  |  |  |  | 13.5713 | [7 empty] | 8.2493 | 0 |  |  | 0 |  | 11.8486 | [8 empty] | 0 |  |  | 0 | [5 empty] | 0 |  |  | 0
| 80 |  |  | 0 |  |  |  | 0 |  |  |  |  | 13.3201 | [7 empty] | 7.3732 | 0 |  |  | 0 |  | 10.2 | [8 empty] | 0 |  |  | 0 | [5 empty] | 0 |  |  | 0
| 81 |  |  | 0.38379 |  |  |  | 0 |  |  |  |  | 13.2315 | [7 empty] | 7.8318 | 0 |  |  | 0 |  | 10.8111 | [8 empty] | 0 |  |  | 0 | [5 empty] | 0 |  |  | 0
| 82 |  |  | 0.63965 |  |  |  | 0 |  |  |  |  | 13.0616 | [7 empty] | 7.5339 | 0 |  |  | 0 |  | 10.3517 | [8 empty] | 0 |  |  | 0 | [5 empty] | 0 |  |  | 0
| 83 |  |  | 0.51172 |  |  |  | 0 |  |  |  |  | 13.0246 | [7 empty] | 7.7395 | 0 |  |  | 0 |  | 7.9405 | [8 empty] | 0 |  |  | 2.7272 | [5 empty] | 0 |  |  | 0
| 84 |  |  | 4.9893 |  |  |  | 0 |  |  |  |  | 12.8325 | [7 empty] | 7.2121 | 0 |  |  | 0 |  | 8.5463 | [8 empty] | 0 |  |  | 0 | [5 empty] | 0 |  |  | 0
| 85 |  |  | 0 |  |  |  | 0 |  |  |  |  | 12.5001 | [7 empty] | 7.378 | 0 |  |  | 0 |  | 9.9922 | [8 empty] | 0 |  |  | 0 | [5 empty] | 0 |  |  | 0
| 86 |  |  | 0 |  |  |  | 0 |  |  |  |  | 12.5961 | [7 empty] | 7.117 | 0 |  |  | 0 |  | 9.6616 | [8 empty] | 0 |  |  | 0 | [5 empty] | 0 |  |  | 0
| 87 |  |  | 0 |  |  |  | 0 |  |  |  |  | 12.7143 | [7 empty] | 7.7514 | 0 |  |  | 0 |  | 10.5542 | [8 empty] | 0 |  |  | 0 | [5 empty] | 0 |  |  | 0
| 88 |  |  | 1.4712 |  |  |  | 0 |  |  |  |  | 12.7956 | [7 empty] | 8.2549 | 0 |  |  | 0 |  | 11.2539 | [8 empty] | 0 |  |  | 0 | [5 empty] | 0 |  |  | 0
| 89 |  |  | 0.89551 |  |  |  | 0 |  |  |  |  | 12.8252 | [7 empty] | 8.3546 | 0 |  |  | 0 |  | 11.2835 | [8 empty] | 0 |  |  | 0 | [5 empty] | 0 |  |  | 0
| 90 |  |  | 0.63965 |  |  |  | 0 |  |  |  |  | 12.8325 | [7 empty] | 8.3516 | 0 |  |  | 0 |  | 11.2909 | [8 empty] | 0 |  |  | 0 | [5 empty] | 0 |  |  | 0
| 91 |  |  | 0.51172 |  |  |  | 0 |  |  |  |  | 12.7143 | [7 empty] | 8.4004 | 0 |  |  | 0 |  | 11.1727 | [8 empty] | 0 |  |  | 0 | [5 empty] | 0 |  |  | 0
| 92 |  |  | 1.9189 |  |  |  | 0 |  |  |  |  | 12.7291 | [7 empty] | 8.3943 | 0 |  |  | 0 |  | 11.1874 | [8 empty] | 0 |  |  | 0 | [5 empty] | 0 |  |  | 0
| 93 |  |  | 0.38379 |  |  |  | 0 |  |  |  |  | 12.7217 | [7 empty] | 8.3974 | 0 |  |  | 0 |  | 11.1801 | [8 empty] | 0 |  |  | 0 | [5 empty] | 0 |  |  | 0
| 94 |  |  | 0 |  |  |  | 0 |  |  |  |  | 12.7365 | [7 empty] | 8.2173 | 0 |  |  | 0 |  | 11.1948 | [8 empty] | 0 |  |  | 0 | [5 empty] | 0 |  |  | 0
| 95 |  |  | 0 |  |  |  | 0 |  |  |  |  | 12.7808 | [7 empty] | 8.2405 | 0 |  |  | 0 |  | 11.2392 | [8 empty] | 0 |  |  | 0 | [5 empty] | 0 |  |  | 0
| 96 |  |  | 0 |  |  |  | 0 |  |  |  |  | 12.9064 | [7 empty] | 8.3719 | 0 |  |  | 0 |  | 11.3648 | [8 empty] | 0 |  |  | 0 | [5 empty] | 0 |  |  | 0
| 97 |  |  | 0 |  |  |  | 0 |  |  |  |  | 10.0178 | [7 empty] | 8.0898 | 1.1515 |  |  | 0 |  | 8.4761 | [8 empty] | 0 |  |  | 1.6716 | [5 empty] | 0 |  |  | 0
| 98 |  |  | 0.51172 |  |  |  | 0 |  |  |  |  | 10.0769 | [7 empty] | 7.8859 | 0.0057574 |  |  | 0 |  | 8.5352 | [8 empty] | 0 |  |  | 2.1646 | [5 empty] | 0 |  |  | 0
| 99 |  |  | 0 |  |  |  | 0 |  |  |  |  | 10.2099 | [7 empty] | 7.8332 | 0.0057574 |  |  | 0 |  | 8.6682 | [8 empty] | 0 |  |  | 2.4718 | [5 empty] | 0 |  |  | 0
| 100 |  |  | 0.57569 |  |  |  | 0 |  |  |  |  | 10.1138 | [7 empty] | 7.8713 | 0.0057574 |  |  | 0 |  | 8.5722 | [8 empty] | 0 |  |  | 2.0439 | [5 empty] | 0 |  |  | 0
| 101 |  |  | 0 |  |  |  | 0 |  |  |  |  | 9.8627 | [7 empty] | 7.7904 | 0 |  |  | 0 |  | 8.321 | [8 empty] | 0 |  |  | 4.0844 | [5 empty] | 0 |  |  | 0
| 102 |  |  | 0 |  |  |  | 0 |  |  |  |  | 12.574 | [7 empty] | 8.6332 | 0.58891 |  |  | 0 |  | 11.0323 | [8 empty] | 0 |  |  | 0 | [5 empty] | 0 |  |  | 0
| 103 |  |  | 3.4541 |  |  |  | 0 |  |  |  |  | 12.4779 | [7 empty] | 7.6148 | 0 |  |  | 0 |  | 10.8006 | [8 empty] | 0 |  |  | 0 | [5 empty] | 0 |  |  | 0
| 104 |  |  | 6.4605 |  |  |  | 0 |  |  |  |  | 12.2194 | [7 empty] | 7.3188 | 0 |  |  | 0 |  | 9.7687 | [8 empty] | 0 |  |  | 0 | [5 empty] | 0 |  |  | 0
| 105 |  |  | 0 |  |  |  | 0 |  |  |  |  | 11.8056 | [7 empty] | 6.6164 | 0 |  |  | 0 |  | 8.7494 | [8 empty] | 0 |  |  | 0 | [5 empty] | 0 |  |  | 0
| 106 |  |  | 0 |  |  |  | 0 |  |  |  |  | 11.3772 | [7 empty] | 6.053 | 0 |  |  | 0 |  | 7.9325 | [8 empty] | 0 |  |  | 0 | [5 empty] | 0 |  |  | 0
| 107 |  |  | 0 |  |  |  | 0 |  |  |  |  | 11.0816 | [7 empty] | 6.7231 | 0 |  |  | 0 |  | 6.5722 | [8 empty] | 0 |  |  | 2.6776 | [5 empty] | 0 |  |  | 0
| 108 |  |  | 0.63965 |  |  |  | 0 |  |  |  |  | 10.9043 | [7 empty] | 5.3591 | 0 |  |  | 0 |  | 6.6062 | [8 empty] | 0 |  |  | 0 | [5 empty] | 0 |  |  | 0
| 109 |  |  | 0 |  |  |  | 0 |  |  |  |  | 10.631 | [7 empty] | 8.6718 | 1.1515 |  |  | 0 |  | 6.2467 | [8 empty] | 0 |  |  | 4.6603 | [5 empty] | 0 |  |  | 0
| 110 |  |  | 0.44776 |  |  |  | 0 |  |  |  |  | 10.7861 | [7 empty] | 9.064 | 0.0057574 |  |  | 0 |  | 8.3359 | [8 empty] | 0 |  |  | 3.7179 | [5 empty] | 0 |  |  | 0
| 111 |  |  | 2.8784 |  |  |  | 0 |  |  |  |  | 11.0004 | [7 empty] | 8.9993 | 0.0057574 |  |  | 0 |  | 8.6211 | [8 empty] | 0 |  |  | 0.89229 | [5 empty] | 0 |  |  | 0
| 112 |  |  | 3.0064 |  |  |  | 0 |  |  |  |  | 11.2146 | [7 empty] | 7.4096 | 0.0057574 |  |  | 0 |  | 9.673 | [8 empty] | 0 |  |  | 0 | [5 empty] | 0 |  |  | 0
| 113 |  |  | 0.57569 |  |  |  | 0 |  |  |  |  | 11.318 | [7 empty] | 7.4733 | 0.0057574 |  |  | 0 |  | 9.7764 | [8 empty] | 0 |  |  | 0 | [5 empty] | 0 |  |  | 0
| 114 |  |  | 0 |  |  |  | 0 |  |  |  |  | 11.584 | [7 empty] | 7.6345 | 0.0057574 |  |  | 0 |  | 10.0423 | [8 empty] | 0 |  |  | 0 | [5 empty] | 0 |  |  | 0
| 115 |  |  | 0 |  |  |  | 0 |  |  |  |  | 11.8869 | [7 empty] | 6.9616 | 0 |  |  | 0 |  | 10.3452 | [8 empty] | 0 |  |  | 0 | [5 empty] | 0 |  |  | 0
| 116 |  |  | 3.7739 |  |  |  | 0 |  |  |  |  | 12.1381 | [7 empty] | 8.0279 | 0.098649 |  |  | 0 |  | 10.5964 | [8 empty] | 0 |  |  | 0 | [5 empty] | 0 |  |  | 0
| 117 |  |  | 0.44776 |  |  |  | 0 |  |  |  |  | 12.2415 | [7 empty] | 8.0123 | 0 |  |  | 0 |  | 10.6999 | [8 empty] | 0 |  |  | 0 | [5 empty] | 0 |  |  | 0
| 118 |  |  | 1.6631 |  |  |  | 0 |  |  |  |  | 12.2711 | [7 empty] | 8.0289 | 0 |  |  | 0 |  | 10.7294 | [8 empty] | 0 |  |  | 0 | [5 empty] | 0 |  |  | 0
| 119 |  |  | 0 |  |  |  | 0 |  |  |  |  | 12.2858 | [7 empty] | 8.8258 | 1.0543 |  |  | 0 |  | 10.7442 | [8 empty] | 0 |  |  | 0 | [5 empty] | 0 |  |  | 0
| 120 |  |  | 0 |  |  |  | 0 |  |  |  |  | 12.3967 | [7 empty] | 8.203 | 0 |  |  | 0 |  | 10.855 | [8 empty] | 0 |  |  | 1.8335 | [5 empty] | 0 |  |  | 0
| 121 |  |  | 0.63965 |  |  |  | 0 |  |  |  |  | 9.5819 | [7 empty] | 7.8932 | 0 |  |  | 0 |  | 8.0403 | [8 empty] | 0 |  |  | 2.7436 | [5 empty] | 0 |  |  | 0
| 122 |  |  | 0.63965 |  |  |  | 0 |  |  |  |  | 9.5154 | [7 empty] | 7.9191 | 0 |  |  | 0 |  | 7.9738 | [8 empty] | 0 |  |  | 2.8448 | [5 empty] | 0 |  |  | 0
| 123 |  |  | 0 |  |  |  | 0 |  |  |  |  | 9.6632 | [7 empty] | 7.8614 | 0 |  |  | 0 |  | 8.1215 | [8 empty] | 0 |  |  | 3.2596 | [5 empty] | 0 |  |  | 0
| 124 |  |  | 0 |  |  |  | 0 |  |  |  |  | 9.8405 | [7 empty] | 7.7915 | 0 |  |  | 0 |  | 8.2988 | [8 empty] | 0 |  |  | 2.9898 | [5 empty] | 0 |  |  | 0
| 125 |  |  | 0 |  |  |  | 0.22354 |  |  |  |  | 9.9439 | [7 empty] | 7.9492 | 1.2378 |  |  | 0 |  | 8.6258 | [8 empty] | 0 |  |  | 1.4259 | [5 empty] | 0 |  |  | 0
| 126 |  |  | 0 |  |  |  | 0 |  |  |  |  | 13.2167 | [7 empty] | 7.9489 | 0 |  |  | 0 |  | 11.675 | [8 empty] | 0 |  |  | 0 | [5 empty] | 0 |  |  | 0
| 127 |  |  | 7.9317 |  |  |  | 0 |  |  |  |  | 13.3423 | [7 empty] | 7.9259 | 0 |  |  | 0 |  | 11.4465 | [8 empty] | 0 |  |  | 0 | [5 empty] | 0 |  |  | 0
| 128 |  |  | 6.7803 |  |  |  | 0 |  |  |  |  | 13.394 | [7 empty] | 6.8548 | 0 |  |  | 0 |  | 10.0598 | [8 empty] | 0 |  |  | 0 | [5 empty] | 0 |  |  | 0
| 129 |  |  | 0 |  |  |  | 0 |  |  |  |  | 13.1872 | [7 empty] | 6.5939 | 0 |  |  | 0 |  | 9.2503 | [8 empty] | 0 |  |  | 0 | [5 empty] | 0 |  |  | 0
| 130 |  |  | 0 |  |  |  | 0 |  |  |  |  | 12.7069 | [7 empty] | 6.3307 | 0.10812 |  |  | 0 |  | 8.6596 | [8 empty] | 0 |  |  | 0 | [5 empty] | 0 |  |  | 0
| 131 |  |  | 0.76758 |  |  |  | 0.043553 |  |  |  |  | 12.4779 | [7 empty] | 6.8813 | 1.1303 |  |  | 0 |  | 8.3449 | [8 empty] | 0 |  |  | 0 | [5 empty] | 0 |  |  | 0
| 132 |  |  | 0.51172 |  |  |  | 0 |  |  |  |  | 12.3154 | [7 empty] | 7.5242 | 0 |  |  | 0 |  | 5.6075 | [8 empty] | 0 |  |  | 6.3421 | [5 empty] | 0 |  |  | 0
| 133 |  |  | 0.57569 |  |  |  | 1.7614 |  |  |  |  | 12.212 | [7 empty] | 8.5848 | 1.0728 |  |  | 0 |  | 10.6718 | [8 empty] | 0 |  |  | 0 | [5 empty] | 0 |  |  | 0
| 134 |  |  | 0.70362 |  |  |  | 2.0749 |  |  |  |  | 12.2046 | [7 empty] | 8.5895 | 0.0061892 |  |  | 0 |  | 11.7427 | [8 empty] | 0 |  |  | 0 | [5 empty] | 0 |  |  | 0
| 135 |  |  | 2.8784 |  |  |  | 0.34451 |  |  |  |  | 12.3967 | [7 empty] | 8.0518 | 0.0061892 |  |  | 0 |  | 8.6402 | [8 empty] | 0 |  |  | 0 | [5 empty] | 0 |  |  | 0
| 136 |  |  | 1.1514 |  |  |  | 0.12179 |  |  |  |  | 12.8104 | [7 empty] | 8.2069 | 0.0061892 |  |  | 0 |  | 11.3905 | [8 empty] | 0 |  |  | 0 | [5 empty] | 0 |  |  | 0
| 137 |  |  | 0 |  |  |  | 0 |  |  |  |  | 13.3497 | [7 empty] | 7.9306 | 0.0061892 |  |  | 0 |  | 11.162 | [8 empty] | 0 |  |  | 0 | [5 empty] | 0 |  |  | 0
| 138 |  |  | 0.63965 |  |  |  | 0 |  |  |  |  | 14.3618 | [7 empty] | 8.5704 | 0.0061892 |  |  | 0 |  | 12.2379 | [8 empty] | 0 |  |  | 0 | [5 empty] | 0 |  |  | 0
| 139 |  |  | 0 |  |  |  | 0 |  |  |  |  | 14.3914 | [7 empty] | 8.5886 | 0.0061892 |  |  | 0 |  | 12.2694 | [8 empty] | 0 |  |  | 0 | [5 empty] | 0 |  |  | 0
| 140 |  |  | 1.0874 |  |  |  | 0 |  |  |  |  | 14.5834 | [7 empty] | 8.7064 | 0.0061892 |  |  | 0 |  | 12.4735 | [8 empty] | 0 |  |  | 0 | [5 empty] | 0 |  |  | 0
| 141 |  |  | 1.0234 |  |  |  | 0 |  |  |  |  | 14.8272 | [7 empty] | 8.8542 | 0 |  |  | 0 |  | 12.7389 | [8 empty] | 0 |  |  | 0 | [5 empty] | 0 |  |  | 0
| 142 |  |  | 3.0064 |  |  |  | 0 |  |  |  |  | 14.975 | [7 empty] | 8.9428 | 0 |  |  | 0 |  | 13.0396 | [8 empty] | 0 |  |  | 0 | [5 empty] | 0 |  |  | 0
| 143 |  |  | 0 |  |  |  | 0 |  |  |  |  | 15.3961 | [7 empty] | 9.1914 | 0 |  |  | 0 |  | 13.8544 | [8 empty] | 0 |  |  | 0 | [5 empty] | 0 |  |  | 0
| 144 |  |  | 0 |  |  |  | 0 |  |  |  |  | 15.6325 | [7 empty] | 9.2089 | 0 |  |  | 0 |  | 14.0908 | [8 empty] | 0 |  |  | 0 | [5 empty] | 0 |  |  | 0
| 145 |  |  | 0 |  |  |  | 0 |  |  |  |  | 12.8399 | [7 empty] | 9.0056 | 0.54119 |  |  | 0 |  | 11.2983 | [8 empty] | 0 |  |  | 1.7102 | [5 empty] | 0 |  |  | 0
| 146 |  |  | 0 |  |  |  | 0 |  |  |  |  | 12.7291 | [7 empty] | 8.8625 | 0 |  |  | 0 |  | 11.1874 | [8 empty] | 0 |  |  | 2.2011 | [5 empty] | 0 |  |  | 0
| 147 |  |  | 0 |  |  |  | 0 |  |  |  |  | 12.4779 | [7 empty] | 8.7284 | 0 |  |  | 0 |  | 10.9363 | [8 empty] | 0 |  |  | 2.2003 | [5 empty] | 0 |  |  | 0
| 148 |  |  | 0 |  |  |  | 0 |  |  |  |  | 12.6996 | [7 empty] | 8.8468 | 0 |  |  | 0 |  | 11.1579 | [8 empty] | 0 |  |  | 2.201 | [5 empty] | 0 |  |  | 0
| 149 |  |  | 0.38379 |  |  |  | 0 |  |  |  |  | 12.8325 | [7 empty] | 8.9172 | 0 |  |  | 0 |  | 11.2909 | [8 empty] | 0 |  |  | 1.8177 | [5 empty] | 0 |  |  | 0
| 150 |  |  | 0 |  |  |  | 0 |  |  |  |  | 16.0314 | [7 empty] | 9.4305 | 0 |  |  | 0 |  | 14.4898 | [8 empty] | 0 |  |  | 0 | [5 empty] | 0 |  |  | 0
| 151 |  |  | 11.3218 |  |  |  | 0 |  |  |  |  | 16.3343 | [7 empty] | 8.742 | 0 |  |  | 0 |  | 11.6758 | [8 empty] | 0 |  |  | 0 | [5 empty] | 0 |  |  | 0
| 152 |  |  | 0 |  |  |  | 0 |  |  |  |  | 16.1053 | [7 empty] | 8.0281 | 0 |  |  | 0 |  | 9.7315 | [8 empty] | 0 |  |  | 2.5715 | [5 empty] | 0 |  |  | 0
| 153 |  |  | 1.6631 |  |  |  | 0 |  |  |  |  | 14.5243 | [7 empty] | 8.1903 | 1.2666 |  |  | 0 |  | 8.4935 | [8 empty] | 0 |  |  | 0.7869 | [5 empty] | 0 |  |  | 0
| 154 |  |  | 0 |  |  |  | 0 |  |  |  |  | 13.5565 | [7 empty] | 7.2343 | 0 |  |  | 0 |  | 6.9063 | [8 empty] | 0 |  |  | 5.4501 | [5 empty] | 0 |  |  | 0
| 155 |  |  | 0.63965 |  |  |  | 1.3566 |  |  |  |  | 13.0763 | [7 empty] | 7.856 | 1.2666 |  |  | 0 |  | 9.2391 | [8 empty] | 0 |  |  | 0.047988 | [5 empty] | 0 |  |  | 0
| 156 |  |  | 2.9424 |  |  |  | 1.8884 |  |  |  |  | 12.5592 | [7 empty] | 8.2672 | 0.0063331 |  |  | 0 |  | 11.5072 | [8 empty] | 0 |  |  | 0 | [5 empty] | 0 |  |  | 0
| 157 |  |  | 0.95947 |  |  |  | 1.1747 |  |  |  |  | 12.7291 | [7 empty] | 8.162 | 0.0063331 |  |  | 0 |  | 11.4103 | [8 empty] | 0 |  |  | 0 | [5 empty] | 0 |  |  | 0
| 158 |  |  | 0.70362 |  |  |  | 0.032648 |  |  |  |  | 13.2315 | [7 empty] | 7.7597 | 0.0063331 |  |  | 0 |  | 10.4073 | [8 empty] | 0 |  |  | 0 | [5 empty] | 0 |  |  | 0
| 159 |  |  | 0 |  |  |  | 0.3014 |  |  |  |  | 13.527 | [7 empty] | 7.953 | 0.0063331 |  |  | 0 |  | 11.3273 | [8 empty] | 0 |  |  | 0 | [5 empty] | 0 |  |  | 0
| 160 |  |  | 0.44776 |  |  |  | 0 |  |  |  |  | 13.9185 | [7 empty] | 8.1968 | 0.0063331 |  |  | 0 |  | 11.7399 | [8 empty] | 0 |  |  | 0 | [5 empty] | 0 |  |  | 0
| 161 |  |  | 0 |  |  |  | 0 |  |  |  |  | 14.4431 | [7 empty] | 8.5163 | 0.0063331 |  |  | 0 |  | 12.2926 | [8 empty] | 0 |  |  | 0 | [5 empty] | 0 |  |  | 0
| 162 |  |  | 1.5352 |  |  |  | 0 |  |  |  |  | 14.9972 | [7 empty] | 8.8447 | 0.0063331 |  |  | 0 |  | 12.8764 | [8 empty] | 0 |  |  | 0 | [5 empty] | 0 |  |  | 0
| 163 |  |  | 0 |  |  |  | 0 |  |  |  |  | 15.071 | [7 empty] | 8.8877 | 0.0063331 |  |  | 0 |  | 12.9542 | [8 empty] | 0 |  |  | 0 | [5 empty] | 0 |  |  | 0
| 164 |  |  | 0.51172 |  |  |  | 0 |  |  |  |  | 15.0636 | [7 empty] | 8.8835 | 0 |  |  | 0 |  | 12.9528 | [8 empty] | 0 |  |  | 0 | [5 empty] | 0 |  |  | 0
| 165 |  |  | 1.9829 |  |  |  | 0 |  |  |  |  | 15.0119 | [7 empty] | 8.8533 | 0 |  |  | 0 |  | 13.0015 | [8 empty] | 0 |  |  | 0 | [5 empty] | 0 |  |  | 0
| 166 |  |  | 0 |  |  |  | 0 |  |  |  |  | 15.0784 | [7 empty] | 8.892 | 0 |  |  | 0 |  | 13.5368 | [8 empty] | 0 |  |  | 0 | [5 empty] | 0 |  |  | 0
| 167 |  |  | 0 |  |  |  | 0 |  |  |  |  | 15.4404 | [7 empty] | 9.1002 | 0 |  |  | 0 |  | 13.8988 | [8 empty] | 0 |  |  | 0 | [5 empty] | 0 |  |  | 0

## ts_storages
|  | ElStorage: batt1 | ThInertia: th-inertia | MultiTempStorage: dhwsto1 | MultiTempStorage: buffsto1
summer | 0 | 0 | 0 | 0 | 0
| 1 | 0 | 0 | 0 | 0
| 2 | 0 | 0 | 0 | 0
| 3 | 0 | 0 | 0 | 0
| 4 | 0 | 0 | 0 | 0
| 5 | 0 | 0 | 1.9942 | 0
| 6 | 0 | 2.3438 | 6.9481 | 0
| 7 | 0 | 6.0826 | 0 | 0
| 8 | 0 | 4.1397 | 0 | 0
| 9 | 0 | 3.1665 | 0 | 0
| 10 | 0 | 6.7114 | 0 | 0
| 11 | 6.1324 | 7.5771 | 0 | 1.2386
| 12 | 15.0439 | 11.8074 | 0 | 1.2324
| 13 | 15.8024 | 14.9249 | 10.4712 | 6.0845
| 14 | 20.4999 | 16.6667 | 10.4188 | 6.0845
| 15 | 24.329 | 16.6667 | 10.3667 | 6.0845
| 16 | 24.8814 | 16.6667 | 10.3149 | 6.0845
| 17 | 25.7185 | 16.6667 | 10.2633 | 6.0845
| 18 | 16.3973 | 16.3653 | 10.212 | 6.0587
| 19 | 13.7922 | 11.3222 | 9.5794 | 6.0329
| 20 | 11.791 | 6.2307 | 8.3685 | 6.0028
| 21 | 9.6912 | 4.1089 | 7.8744 | 5.9728
| 22 | 8.1967 | 0 | 7.835 | 4.8398
| 23 | 6.7324 | 0 | 7.7959 | 0
| 24 | 5.5575 | 1.3875 | 7.7569 | 0
| 25 | 4.341 | 1.3624 | 7.7181 | 0
| 26 | 3.1148 | 1.3378 | 7.6795 | 0
| 27 | 1.9063 | 1.3136 | 7.6411 | 0
| 28 | 0.61018 | 1.2898 | 7.6029 | 0
| 29 | 0 | 1.2665 | 7.048 | 0
| 30 | 0 | 1.2436 | 6.4959 | 0
| 31 | 0 | 1.2211 | 0.45455 | 0
| 32 | 0 | 6.8821 | 0 | 0
| 33 | 0 | 6.7576 | 0 | 0
| 34 | 0 | 6.6354 | 0 | 0
| 35 | 0 | 6.5155 | 4.7857 | 0
| 36 | 0 | 6.3977 | 18.2196 | 0.12889
| 37 | 8.4684 | 6.282 | 18.2196 | 6.0845
| 38 | 20.7937 | 11.7466 | 18.2196 | 6.0845
| 39 | 29.58 | 11.5342 | 18.2196 | 6.0845
| 40 | 32.5301 | 11.3256 | 18.2196 | 6.0845
| 41 | 32.5301 | 14.1153 | 18.2196 | 6.0845
| 42 | 31.9741 | 13.8601 | 16.9655 | 6.0541
| 43 | 30.1217 | 14.997 | 15.5885 | 6.0238
| 44 | 27.6996 | 14.7258 | 14.9937 | 5.9937
| 45 | 25.1472 | 15.8471 | 14.9187 | 5.9638
| 46 | 22.9372 | 15.5605 | 14.8441 | 5.9339
| 47 | 21.3019 | 16.6667 | 14.7699 | 5.9043
| 48 | 19.8765 | 12.3158 | 14.696 | 5.8747
| 49 | 19.0079 | 10.7689 | 14.6225 | 5.8454
| 50 | 18.6058 | 8.8806 | 14.5494 | 5.8161
| 51 | 18.1951 | 7.248 | 14.4767 | 5.7871
| 52 | 18.1587 | 5.8502 | 14.4043 | 5.7581
| 53 | 16.8609 | 5.1145 | 14.3323 | 5.7293
| 54 | 16.1659 | 2.2996 | 14.2606 | 5.7007
| 55 | 14.8665 | 0 | 5.5314 | 5.4441
| 56 | 15.5799 | 0 | 5.5038 | 5.4169
| 57 | 17.7282 | 1.622 | 5.4762 | 5.3898
| 58 | 17.8468 | 1.7309 | 5.4489 | 5.3628
| 59 | 22.5698 | 6.6992 | 4.9047 | 5.336
| 60 | 26.0433 | 10.8402 | 4.8802 | 5.3093
| 61 | 27.5219 | 15.5735 | 18.1157 | 5.4255
| 62 | 28.3263 | 16.1416 | 18.0251 | 5.3983
| 63 | 28.4603 | 16.6667 | 17.935 | 5.3799
| 64 | 28.456 | 16.6667 | 17.8453 | 5.3572
| 65 | 28.3286 | 15.61 | 16.7223 | 5.3305
| 66 | 18.3958 | 12.9851 | 15.928 | 5.3038
| 67 | 15.601 | 10.0553 | 12.6824 | 5.2773
| 68 | 13.1774 | 6.5956 | 12.619 | 5.2509
| 69 | 10.8906 | 2.7141 | 11.3283 | 5.2247
| 70 | 8.9076 | 0 | 11.2717 | 3.9623
| 71 | 7.2605 | 0 | 11.2153 | 0
| 72 | 5.9205 | 1.3875 | 10.7069 | 0
| 73 | 4.6607 | 1.3624 | 10.6534 | 0
| 74 | 3.4109 | 1.3378 | 10.6001 | 0
| 75 | 2.1313 | 1.3136 | 10.5471 | 0
| 76 | 0.87347 | 1.2898 | 10.4944 | 0
| 77 | 0 | 1.2665 | 10.4419 | 0
| 78 | 0 | 1.2436 | 10.3897 | 0
| 79 | 0 | 1.2211 | 0 | 0
| 80 | 0 | 1.199 | 0 | 0
| 81 | 0 | 1.1774 | 0 | 0
| 82 | 0 | 1.1561 | 0 | 0
| 83 | 0 | 1.1352 | 0 | 0
| 84 | 0 | 1.1147 | 0 | 0
| 85 | 11.2083 | 1.0945 | 0 | 0
| 86 | 14.7723 | 1.0747 | 13.7078 | 0
| 87 | 14.7427 | 1.0553 | 13.6393 | 0
| 88 | 14.7132 | 1.0362 | 13.5711 | 0
| 89 | 14.6838 | 1.0175 | 13.5032 | 0
| 90 | 7.3714 | 0.99906 | 12.8542 | 0
| 91 | 6.3552 | 0.981 | 12.7899 | 0
| 92 | 5.5231 | 0.96326 | 12.2091 | 0
| 93 | 3.9881 | 0.94584 | 11.5665 | 0
| 94 | 2.724 | 0.92874 | 11.5087 | 0
| 95 | 2.0663 | 0.91195 | 11.4512 | 0
| 96 | 1.6888 | 0.89546 | 11.3939 | 0
| 97 | 1.3615 | 0.87927 | 10.82 | 0
| 98 | 0.93391 | 0.86337 | 10.7659 | 0
| 99 | 0.48423 | 0.84776 | 10.7121 | 0
| 100 | 0 | 0.83243 | 10.6585 | 0
| 101 | 0 | 0.81738 | 10.6053 | 0
| 102 | 0 | 0 | 10.5522 | 0
| 103 | 0 | 0 | 6.4936 | 0
| 104 | 0 | 0 | 0 | 0
| 105 | 0 | 0 | 0 | 0
| 106 | 0 | 0 | 0 | 0
| 107 | 0 | 0 | 0 | 0
| 108 | 11.2008 | 0 | 0 | 0
| 109 | 22.91 | 0 | 0 | 0
| 110 | 30.2085 | 0 | 17.2067 | 0
| 111 | 30.148 | 0 | 15.6346 | 0
| 112 | 30.0878 | 0 | 14.4581 | 0
| 113 | 30.0276 | 0 | 14.3858 | 0
| 114 | 22.8934 | 0 | 14.3138 | 0
| 115 | 12.0307 | 0 | 14.2423 | 0
| 116 | 8.612 | 0 | 13.3311 | 0
| 117 | 7.3793 | 0 | 12.4891 | 0
| 118 | 6.5449 | 0 | 11.1991 | 0
| 119 | 5.8153 | 0 | 11.1431 | 0
| 120 | 5.134 | 0 | 11.0874 | 0
| 121 | 4.3857 | 0 | 11.0319 | 0
| 122 | 3.655 | 0 | 10.9768 | 0
| 123 | 2.9344 | 0 | 10.9219 | 0
| 124 | 2.2914 | 0 | 10.8673 | 0
| 125 | 2.2868 | 0 | 10.8129 | 0
| 126 | 2.2822 | 0 | 10.7589 | 0
| 127 | 2.2776 | 0 | 7.0869 | 0
| 128 | 2.2731 | 0 | 0.59031 | 0
| 129 | 2.2685 | 0 | 0.58736 | 0
| 130 | 2.264 | 0 | 0.58442 | 0
| 131 | 2.2595 | 0 | 0 | 0
| 132 | 12.6865 | 0 | 0 | 0
| 133 | 16.0387 | 0 | 1.4641 | 0
| 134 | 16.0066 | 0 | 17.422 | 0
| 135 | 16.1987 | 0 | 17.3349 | 0
| 136 | 22.6989 | 0 | 15.1807 | 0
| 137 | 22.6535 | 0 | 15.1048 | 0
| 138 | 12.0395 | 0 | 14.4477 | 0
| 139 | 11.1775 | 0 | 14.3755 | 0
| 140 | 7.5741 | 0 | 12.8822 | 0
| 141 | 5.6358 | 0 | 12.3009 | 0
| 142 | 3.4526 | 0 | 12.2394 | 0
| 143 | 2.5691 | 0 | 12.1782 | 0
| 144 | 1.9425 | 0 | 12.1173 | 0
| 145 | 1.5158 | 0 | 12.0567 | 0
| 146 | 1.0944 | 0 | 11.9964 | 0
| 147 | 0.63682 | 0 | 11.9364 | 0
| 148 | 0 | 0 | 11.8767 | 0
| 149 | 0 | 0 | 11.8174 | 0
| 150 | 0 | 0 | 11.7583 | 0
| 151 | 0 | 0 | 0.97404 | 0
| 152 | 0 | 0 | 0 | 0
| 153 | 0 | 0 | 0 | 0
| 154 | 0 | 0 | 0 | 0
| 155 | 0 | 0 | 0 | 0
| 156 | 9.4298 | 0 | 2.7548 | 0
| 157 | 20.0337 | 0 | 2.741 | 0
| 158 | 28.6688 | 0 | 2.7273 | 0
| 159 | 29.5099 | 0 | 2.7137 | 0
| 160 | 29.4509 | 0 | 2.7001 | 0
| 161 | 29.392 | 0 | 2.6866 | 0
| 162 | 28.1595 | 0 | 2.0917 | 0
| 163 | 27.0383 | 0 | 1.6936 | 0
| 164 | 7.1681 | 0 | 1.039 | 0
| 165 | 2.5204 | 0 | 0 | 0
| 166 | 1.1828 | 0 | 0 | 0
| 167 | 0 | 0 | 0 | 0
transition | 0 | 0 | 0 | 0 | 0
| 1 | 0 | 0 | 0 | 1.1115
| 2 | 0 | 0 | 1.5778 | 1.1115
| 3 | 0 | 0 | 4.9239 | 1.1115
| 4 | 0.95049 | 0 | 8.6579 | 1.1115
| 5 | 0.94859 | 0 | 8.6146 | 1.1115
| 6 | 0.94669 | 0 | 8.5715 | 0
| 7 | 0 | 0 | 0 | 0
| 8 | 0.34842 | 0 | 0 | 0
| 9 | 1.7526 | 0 | 0 | 0
| 10 | 5.8535 | 0 | 0 | 0
| 11 | 10.3105 | 0.16334 | 0 | 0
| 12 | 17.8081 | 2.1279 | 0 | 0
| 13 | 24.4545 | 3.5675 | 13.8476 | 1.1115
| 14 | 26.5383 | 14.1358 | 18.2196 | 1.1115
| 15 | 26.4852 | 14.7503 | 18.1285 | 1.1115
| 16 | 29.9924 | 16.6667 | 18.2196 | 1.1115
| 17 | 31.2737 | 16.6667 | 18.2196 | 1.1115
| 18 | 27.4983 | 16.3653 | 16.9655 | 1.1115
| 19 | 24.4626 | 9.6582 | 15.2008 | 1.1115
| 20 | 21.7821 | 0 | 12.6696 | 1.1059
| 21 | 17.2455 | 0 | 11.5725 | 1.1004
| 22 | 14.0196 | 0 | 11.5146 | 0
| 23 | 10.5537 | 0 | 11.0048 | 0
| 24 | 10.5326 | 0 | 10.9497 | 0
| 25 | 10.5116 | 0 | 10.895 | 0
| 26 | 10.4906 | 0 | 10.8405 | 0
| 27 | 10.4696 | 0 | 10.7863 | 0
| 28 | 10.4486 | 0 | 10.7324 | 1.0545
| 29 | 10.4277 | 0 | 10.6787 | 1.0545
| 30 | 8.8178 | 0 | 10.6253 | 0
| 31 | 8.8002 | 0 | 4.6926 | 0
| 32 | 9.9273 | 0 | 6.3296 | 1.0545
| 33 | 9.9075 | 2.7286 | 6.7932 | 1.0545
| 34 | 9.8877 | 10.1808 | 6.7592 | 1.0545
| 35 | 9.8679 | 9.9967 | 7.9395 | 1.0545
| 36 | 9.8482 | 14.0845 | 12.188 | 1.0545
| 37 | 9.8285 | 16.6667 | 12.1271 | 1.0545
| 38 | 9.8088 | 16.3653 | 12.0665 | 1.0545
| 39 | 9.7892 | 16.0694 | 12.0061 | 1.0545
| 40 | 9.7696 | 15.7788 | 11.9461 | 1.0545
| 41 | 9.7501 | 9.7492 | 11.1756 | 1.0545
| 42 | 7.9181 | 1.7475 | 10.2798 | 1.0492
| 43 | 4.6616 | 0 | 8.9362 | 0
| 44 | 2.3515 | 0 | 8.4392 | 0
| 45 | 0 | 0 | 7.8801 | 0
| 46 | 0 | 0 | 7.8407 | 0
| 47 | 0 | 0 | 7.8015 | 0
| 48 | 0 | 0 | 7.7625 | 0
| 49 | 0 | 0 | 7.7237 | 0
| 50 | 0 | 0 | 7.6851 | 1.14
| 51 | 0 | 4.9354 | 7.6467 | 1.14
| 52 | 0 | 11.4996 | 7.6084 | 1.14
| 53 | 0 | 11.2917 | 7.5704 | 1.14
| 54 | 0 | 2.8336 | 7.5326 | 1.1343
| 55 | 0 | 0 | 0 | 0
| 56 | 0 | 0 | 5.0617 | 1.14
| 57 | 0 | 0 | 10.6845 | 1.14
| 58 | 0 | 0.11158 | 18.2196 | 1.14
| 59 | 0 | 1.9954 | 18.2196 | 1.14
| 60 | 0 | 5.7533 | 18.1285 | 1.14
| 61 | 0.32437 | 11.4712 | 18.2196 | 1.14
| 62 | 17.4387 | 16.6667 | 18.2196 | 1.14
| 63 | 17.4038 | 16.6667 | 18.2196 | 1.14
| 64 | 17.369 | 16.6667 | 18.2196 | 1.14
| 65 | 17.3343 | 16.3653 | 17.6116 | 1.14
| 66 | 14.0634 | 16.0694 | 16.9421 | 1.14
| 67 | 10.7106 | 15.7788 | 15.8882 | 1.14
| 68 | 7.9102 | 12.3166 | 14.9688 | 1.1343
| 69 | 7.8943 | 0 | 13.6664 | 1.1286
| 70 | 7.8785 | 0 | 13.598 | 1.1229
| 71 | 7.8628 | 0 | 13.53 | 0.1169
| 72 | 7.8471 | 0 | 13.4624 | 0
| 73 | 7.8314 | 0 | 13.3951 | 0
| 74 | 7.8157 | 0 | 13.3281 | 0
| 75 | 7.8001 | 0 | 13.2615 | 1.14
| 76 | 7.7845 | 0 | 15.676 | 1.14
| 77 | 7.7689 | 0 | 15.5976 | 1.14
| 78 | 6.6295 | 0 | 15.5197 | 0
| 79 | 5.2789 | 0 | 0 | 0
| 80 | 4.7663 | 0 | 0 | 0
| 81 | 4.7568 | 0 | 1.3138 | 0
| 82 | 4.7473 | 0 | 2.02 | 0
| 83 | 4.7378 | 0 | 8.8067 | 0
| 84 | 4.7283 | 2.6449 | 10.6492 | 1.14
| 85 | 4.7188 | 4.5412 | 10.596 | 1.14
| 86 | 4.7094 | 7.1579 | 10.543 | 1.14
| 87 | 4.7 | 7.0285 | 9.8442 | 1.1343
| 88 | 4.6906 | 11.7927 | 9.4073 | 1.14
| 89 | 4.6812 | 11.5795 | 8.908 | 1.14
| 90 | 3.184 | 11.3701 | 6.7313 | 1.14
| 91 | 1.5018 | 11.1645 | 4.6301 | 1.14
| 92 | 0 | 8.9624 | 2.4748 | 1.1343
| 93 | 0 | 0 | 0.71788 | 0
| 94 | 0 | 0 | 0.71429 | 0
| 95 | 0 | 0 | 0 | 0
| 96 | 0 | 0 | 0 | 0.35101
| 97 | 0 | 0 | 3.5945 | 1.14
| 98 | 0 | 0 | 3.5766 | 1.14
| 99 | 0 | 3.5925 | 3.5587 | 1.14
| 100 | 0 | 5.753 | 4.402 | 1.14
| 101 | 0 | 5.649 | 4.38 | 1.14
| 102 | 0 | 0 | 4.3581 | 0
| 103 | 0 | 0 | 0 | 0
| 104 | 0 | 0 | 0 | 0
| 105 | 0 | 1.666 | 0 | 0
| 106 | 0 | 5.2548 | 0 | 0
| 107 | 0 | 8.0264 | 0 | 0
| 108 | 3.4389 | 7.8813 | 0 | 0
| 109 | 16.3481 | 10.2263 | 0 | 0
| 110 | 26.5941 | 12.7935 | 3.1328 | 5.0586
| 111 | 32.5301 | 15.1974 | 18.2196 | 5.0586
| 112 | 32.465 | 16.6667 | 18.2196 | 5.0586
| 113 | 32.4001 | 16.6667 | 16.9655 | 5.039
| 114 | 23.9985 | 16.3653 | 15.1362 | 5.0195
| 115 | 15.5499 | 16.0694 | 15.0605 | 5.0001
| 116 | 13.1619 | 15.7788 | 13.1761 | 4.9808
| 117 | 12.2555 | 8.4807 | 11.9472 | 4.9559
| 118 | 11.2029 | 1.6758 | 11.3706 | 4.9311
| 119 | 9.59 | 0 | 11.3138 | 4.9064
| 120 | 7.4245 | 0 | 11.2572 | 4.9525
| 121 | 5.741 | 0 | 11.2009 | 4.9332
| 122 | 3.7997 | 0 | 11.1449 | 4.9139
| 123 | 1.6337 | 0 | 11.0892 | 4.8948
| 124 | 0.1196 | 0 | 10.5814 | 1.4245
| 125 | 0 | 0 | 10.5285 | 0
| 126 | 0 | 0 | 10.4759 | 0
| 127 | 0 | 0 | 1.7656 | 0
| 128 | 0 | 6.7199 | 0 | 0
| 129 | 0 | 6.5984 | 0 | 0
| 130 | 0 | 6.479 | 0 | 0
| 131 | 0 | 6.3619 | 0 | 0
| 132 | 11.7155 | 12.3173 | 0 | 0
| 133 | 19.2484 | 12.0946 | 17.2083 | 0
| 134 | 28.1687 | 11.8759 | 18.2196 | 5.3151
| 135 | 32.5301 | 16.6667 | 18.2196 | 5.3151
| 136 | 32.5301 | 16.6667 | 18.2196 | 5.3151
| 137 | 32.465 | 16.6667 | 18.2196 | 5.3151
| 138 | 20.1799 | 16.3653 | 18.0746 | 5.2939
| 139 | 17.6536 | 16.0694 | 16.9504 | 5.2728
| 140 | 14.5109 | 15.7788 | 15.1212 | 5.2519
| 141 | 12.6272 | 9.7859 | 13.5595 | 5.2256
| 142 | 11.2059 | 3.614 | 12.9102 | 5.1995
| 143 | 9.9503 | 0 | 12.8456 | 2.4721
| 144 | 8.6421 | 0 | 12.7814 | 0
| 145 | 7.4399 | 0 | 12.7175 | 0
| 146 | 6.1812 | 0 | 12.6539 | 0
| 147 | 4.8501 | 0 | 12.5907 | 0
| 148 | 3.3134 | 0 | 12.5277 | 0
| 149 | 1.8057 | 0 | 12.4651 | 0
| 150 | 0.55789 | 0 | 12.4027 | 0
| 151 | 0 | 0 | 0 | 0
| 152 | 0 | 0 | 0 | 0
| 153 | 0 | 0 | 0 | 0
| 154 | 0 | 1.6361 | 0 | 0
| 155 | 0 | 6.55 | 0 | 0
| 156 | 4.4939 | 9.1532 | 0 | 0
| 157 | 8.2026 | 13.0069 | 5.9365 | 5.9563
| 158 | 13.6183 | 15.7485 | 5.9068 | 5.9563
| 159 | 13.7019 | 15.4638 | 5.8773 | 5.9563
| 160 | 13.6745 | 16.6667 | 5.2664 | 5.9563
| 161 | 13.6472 | 16.6667 | 5.2401 | 5.9312
| 162 | 12.0397 | 16.3653 | 4.2447 | 5.9063
| 163 | 9.0774 | 16.0694 | 3.1251 | 5.8814
| 164 | 6.354 | 12.5654 | 1.6234 | 5.8567
| 165 | 4.7669 | 6.4993 | 0 | 5.8321
| 166 | 2.373 | 0.24727 | 0 | 5.803
| 167 | 0 | 0 | 0 | 0
winter | 0 | 0 | 0 | 0 | 0
| 1 | 0 | 0 | 2.0932 | 0
| 2 | 0 | 0 | 4.1777 | 0
| 3 | 0 | 0 | 4.6447 | 1.3965
| 4 | 14.1555 | 0 | 8.0788 | 1.3965
| 5 | 30.5655 | 0 | 14.7505 | 1.3965
| 6 | 30.5044 | 0 | 14.6768 | 0.74693
| 7 | 30.4434 | 0 | 1.2935 | 0.42413
| 8 | 30.3825 | 0 | 1.6746 | 1.3965
| 9 | 30.3217 | 0 | 4.6582 | 1.3965
| 10 | 32.5301 | 0 | 5.8616 | 3.9044
| 11 | 32.465 | 0.16283 | 6.8375 | 3.9044
| 12 | 32.4001 | 0.15988 | 5.7611 | 3.9044
| 13 | 32.3353 | 2.7793 | 5.7323 | 3.9044
| 14 | 32.2706 | 3.2456 | 5.7036 | 3.8987
| 15 | 32.2061 | 3.1869 | 4.7059 | 3.9044
| 16 | 32.1417 | 2.2734 | 4.6824 | 3.8918
| 17 | 32.0774 | 1.3967 | 4.2713 | 3.8793
| 18 | 25.7063 | 0.55352 | 3.6039 | 3.8599
| 19 | 20.7223 | 0 | 3.1982 | 3.5839
| 20 | 15.7447 | 0 | 2.7299 | 2.8155
| 21 | 15.7132 | 0 | 0.51949 | 2.0598
| 22 | 15.6817 | 0 | 0 | 1.307
| 23 | 15.6504 | 0 | 0 | 0.55886
| 24 | 15.6191 | 0 | 0 | 0
| 25 | 15.5878 | 0 | 1.1107 | 1.197
| 26 | 15.5567 | 0 | 3.3313 | 1.191
| 27 | 15.5256 | 0 | 5.531 | 1.197
| 28 | 15.4945 | 0 | 7.726 | 1.197
| 29 | 15.4635 | 0 | 9.9102 | 1.197
| 30 | 15.4326 | 0 | 9.8607 | 0.67384
| 31 | 10.8555 | 0 | 2.6396 | 0
| 32 | 9.2972 | 0 | 2.6264 | 0
| 33 | 9.2786 | 0.77029 | 3.6991 | 1.197
| 34 | 9.2601 | 0.75636 | 3.6806 | 0.46985
| 35 | 9.1592 | 0.74269 | 3.6622 | 0
| 36 | 9.1409 | 2.1923 | 3.2563 | 1.197
| 37 | 11.5459 | 2.1527 | 5.6177 | 1.0229
| 38 | 11.5228 | 3.2423 | 4.9435 | 1.197
| 39 | 11.4997 | 3.8257 | 3.8204 | 1.197
| 40 | 11.4768 | 3.6859 | 3.8013 | 1.197
| 41 | 8.1814 | 3.2219 | 3.7823 | 1.197
| 42 | 4.0866 | 2.6224 | 2.0835 | 1.197
| 43 | 0 | 2.0338 | 1.1039 | 1.197
| 44 | 0 | 1.3251 | 0 | 1.197
| 45 | 0 | 0.61269 | 0 | 1.191
| 46 | 0 | 0 | 0 | 1.151
| 47 | 0 | 0 | 0 | 0.58798
| 48 | 0 | 0 | 0 | 0
| 49 | 0 | 0 | 1.1637 | 1.14
| 50 | 0 | 0 | 3.41 | 1.1343
| 51 | 0 | 0 | 5.127 | 1.14
| 52 | 0.85456 | 0 | 7.3521 | 1.1343
| 53 | 19.1154 | 0 | 9.782 | 0.89817
| 54 | 19.0771 | 0 | 9.7331 | 0.33111
| 55 | 19.039 | 0 | 2.7065 | 0
| 56 | 15.4239 | 0 | 2.6929 | 0
| 57 | 14.4834 | 0 | 2.6795 | 0
| 58 | 14.4544 | 0 | 3.9969 | 0
| 59 | 14.4255 | 0 | 6.5879 | 1.14
| 60 | 14.3966 | 0 | 6.555 | 0.39774
| 61 | 14.3678 | 0 | 7.695 | 1.14
| 62 | 14.3391 | 0 | 9.6012 | 1.14
| 63 | 14.3104 | 0.85804 | 10.4684 | 1.14
| 64 | 14.2818 | 0.84253 | 11.2155 | 1.14
| 65 | 9.0587 | 0.8273 | 10.9795 | 1.14
| 66 | 3.9392 | 1.1009 | 10.4077 | 1.14
| 67 | 0 | 1.1655 | 10.3556 | 1.14
| 68 | 0 | 0.95704 | 10.3039 | 1.14
| 69 | 0 | 0.44054 | 8.3786 | 1.1343
| 70 | 0 | 0 | 8.3367 | 0.98365
| 71 | 0 | 0 | 8.2951 | 0.60929
| 72 | 0 | 0 | 8.2536 | 0
| 73 | 0 | 0 | 9.5088 | 0.98955
| 74 | 12.1994 | 0 | 11.7021 | 0.98461
| 75 | 30.4375 | 0 | 13.8848 | 0.97968
| 76 | 32.5301 | 0 | 16.0575 | 0.97478
| 77 | 32.5301 | 0 | 18.2196 | 0.96991
| 78 | 32.465 | 0 | 18.1285 | 0.40403
| 79 | 32.4001 | 0 | 6.7309 | 0
| 80 | 32.3353 | 0 | 6.6973 | 0
| 81 | 29.8194 | 0 | 6.2761 | 0
| 82 | 27.8067 | 0 | 5.5986 | 0
| 83 | 27.7511 | 0 | 8.2706 | 0
| 84 | 27.6956 | 0 | 4.7805 | 0
| 85 | 25.6851 | 0 | 4.7566 | 0
| 86 | 24.2952 | 0 | 4.7328 | 0
| 87 | 21.8388 | 0 | 4.7091 | 0
| 88 | 18.6595 | 0 | 3.2108 | 0
| 89 | 15.4147 | 0 | 2.4421 | 0
| 90 | 12.1772 | 0 | 1.9243 | 0
| 91 | 8.9311 | 0 | 1.7216 | 0
| 92 | 5.6934 | 0 | 0.07564 | 0
| 93 | 2.4612 | 0 | 0 | 0
| 94 | 0 | 0 | 0 | 0
| 95 | 0 | 0 | 0 | 0
| 96 | 0 | 0 | 0 | 0
| 97 | 0 | 0 | 1.6549 | 1.14
| 98 | 0 | 0 | 3.7896 | 1.14
| 99 | 0 | 0 | 6.2178 | 1.14
| 100 | 6.9724 | 0 | 8.2101 | 1.14
| 101 | 25.221 | 0 | 12.2126 | 0
| 102 | 25.1706 | 0 | 12.1516 | 0.58302
| 103 | 25.1202 | 0 | 8.6018 | 0
| 104 | 25.07 | 0 | 2.0331 | 0
| 105 | 25.0198 | 0 | 2.0229 | 0
| 106 | 24.9698 | 0 | 2.0128 | 0
| 107 | 24.9199 | 0 | 4.6536 | 0
| 108 | 24.87 | 0 | 4.4196 | 0
| 109 | 24.8203 | 0 | 9.0112 | 1.14
| 110 | 24.7706 | 0 | 12.6468 | 1.14
| 111 | 24.7211 | 0 | 13.467 | 1.14
| 112 | 24.6717 | 0 | 10.3629 | 1.14
| 113 | 24.6223 | 0 | 9.7296 | 1.14
| 114 | 24.5731 | 0 | 9.681 | 1.14
| 115 | 24.5239 | 0 | 9.6325 | 0
| 116 | 24.4749 | 0 | 5.7723 | 0.097662
| 117 | 24.4259 | 0 | 5.2912 | 0.097174
| 118 | 24.3771 | 0 | 3.5848 | 0.096688
| 119 | 24.3283 | 0 | 3.5669 | 1.14
| 120 | 24.2797 | 0 | 5.3643 | 0
| 121 | 24.2311 | 0 | 8.0537 | 0
| 122 | 24.1826 | 0 | 10.8297 | 0
| 123 | 24.1343 | 0 | 14.0026 | 0
| 124 | 24.086 | 0 | 16.8925 | 0
| 125 | 24.0378 | 0.20118 | 18.2196 | 1.2255
| 126 | 23.9898 | 0.19754 | 18.1285 | 0.69955
| 127 | 23.9418 | 0.19397 | 10.0261 | 0.40697
| 128 | 22.173 | 0.19046 | 3.1272 | 0
| 129 | 21.6289 | 0.18702 | 3.1116 | 0
| 130 | 21.5857 | 0.18364 | 3.096 | 0.10704
| 131 | 21.5425 | 0.21952 | 2.3052 | 1.2255
| 132 | 25.8302 | 0.21555 | 8.5723 | 0.16423
| 133 | 25.7785 | 1.7969 | 7.948 | 1.2255
| 134 | 25.727 | 3.6318 | 7.1975 | 1.2255
| 135 | 28.5531 | 3.8762 | 7.1615 | 1.2255
| 136 | 25.5057 | 3.9157 | 5.9627 | 1.2255
| 137 | 22.0822 | 3.1271 | 5.9329 | 1.2255
| 138 | 7.7946 | 2.4237 | 5.2571 | 1.2255
| 139 | 3.9385 | 1.735 | 5.2308 | 1.2255
| 140 | 0 | 1.0723 | 4.1063 | 1.2255
| 141 | 0 | 0.44552 | 3.052 | 1.2193
| 142 | 0 | 0 | 0 | 1.0682
| 143 | 0 | 0 | 0 | 0.54687
| 144 | 0 | 0 | 0 | 0
| 145 | 0 | 0 | 1.6931 | 0.53578
| 146 | 0 | 0 | 3.8637 | 0.5331
| 147 | 0 | 0 | 6.0227 | 0.53043
| 148 | 0 | 0 | 8.1715 | 0.52778
| 149 | 0 | 0 | 9.9302 | 0.52514
| 150 | 0 | 0 | 9.8805 | 0
| 151 | 0 | 0 | 0 | 0
| 152 | 0 | 0 | 2.5458 | 0
| 153 | 0 | 0 | 3.3121 | 1.254
| 154 | 3.1822 | 0 | 8.6912 | 0
| 155 | 3.1758 | 1.2209 | 8.6952 | 1.254
| 156 | 3.1695 | 2.8985 | 5.6797 | 1.254
| 157 | 3.1631 | 3.9033 | 4.6821 | 1.254
| 158 | 3.1568 | 3.8621 | 4.646 | 1.254
| 159 | 3.1505 | 4.0635 | 4.6228 | 1.254
| 160 | 3.1442 | 3.2823 | 4.1474 | 1.254
| 161 | 3.1379 | 2.5464 | 4.1267 | 1.254
| 162 | 3.1316 | 1.8569 | 2.5554 | 1.254
| 163 | 0 | 1.1843 | 2.5426 | 1.254
| 164 | 0 | 0.53044 | 2.013 | 1.2477
| 165 | 0 | 0 | 0 | 1.1372
| 166 | 0 | 0 | 0 | 0.55733
| 167 | 0 | 0 | 0 | 0

## ts_others
|  | qmax_t: SolarThermal: st1: ht_flow | qmax_t: SolarThermal: st1: ht_flow_high | qmax_t: SolarThermal: st1: dhw | pmax_t: PV: pv3 | pmax_t: PV: pv1 | pmax_t: PV: pv2 | elec. price: el_emob | elec. price: el_std | elec. price: el_hp
summer | 0 | 0 | 0 | 0 | 0 | 0 | 0 | 0.25861 | 0.35 | 0.25861
| 1 | 0 | 0 | 0 | 0 | 0 | 0 | 0.24536 | 0.35 | 0.24536
| 2 | 0 | 0 | 0 | 0 | 0 | 0 | 0.22152 | 0.35 | 0.22152
| 3 | 0 | 0 | 0 | 0 | 0 | 0 | 0.21595 | 0.35 | 0.21595
| 4 | 0 | 0 | 0 | 0 | 0 | 0 | 0.21263 | 0.35 | 0.21263
| 5 | 0 | 0 | 0 | 0.64484 | 0.60996 | 0 | 0.25589 | 0.35 | 0.25589
| 6 | 0 | 0 | 0 | 1.353 | 1.1142 | 0 | 0.27994 | 0.35 | 0.27994
| 7 | 0 | 0 | 0 | 1.4728 | 1.7367 | 0 | 0.29105 | 0.35 | 0.29105
| 8 | 0 | 0 | 0 | 0.42329 | 2.3666 | 0 | 0.26558 | 0.35 | 0.26558
| 9 | 0 | 0 | 0 | 0.43885 | 2.4686 | 0 | 0.26201 | 0.35 | 0.26201
| 10 | 0 | 0 | 0 | 0.98298 | 6.0679 | 0 | 0.25179 | 0.35 | 0.25179
| 11 | 0 | 0 | 0 | 1.0066 | 8.239 | 0 | 0.23369 | 0.35 | 0.23369
| 12 | 0 | 0 | 0 | 0.82788 | 9.5534 | 0 | 0.21718 | 0.35 | 0.21718
| 13 | 0 | 0 | 0 | 0.75699 | 5.603 | 0 | 0.20547 | 0.35 | 0.20547
| 14 | 0 | 0 | 0 | 0.58353 | 4.7536 | 0 | 0.20172 | 0.35 | 0.20172
| 15 | 0 | 0 | 0 | 0.4546 | 3.9559 | 0 | 0.19386 | 0.35 | 0.19386
| 16 | 0 | 0 | 0 | 0.17039 | 1.0959 | 0 | 0.19643 | 0.35 | 0.19643
| 17 | 0 | 0 | 0 | 0.15151 | 1.8919 | 0 | 0.22422 | 0.35 | 0.22422
| 18 | 0 | 0 | 0 | 0.011917 | 0.14125 | 0 | 0.27548 | 0.35 | 0.27548
| 19 | 0 | 0 | 0 | 0 | 0 | 0 | 0.30579 | 0.35 | 0.30579
| 20 | 0 | 0 | 0 | 0 | 0 | 0 | 0.31312 | 0.35 | 0.31312
| 21 | 0 | 0 | 0 | 0 | 0 | 0 | 0.30892 | 0.35 | 0.30892
| 22 | 0 | 0 | 0 | 0 | 0 | 0 | 0.27415 | 0.35 | 0.27415
| 23 | 0 | 0 | 0 | 0 | 0 | 0 | 0.22848 | 0.35 | 0.22848
| 24 | 0 | 0 | 0 | 0 | 0 | 0 | 0.22392 | 0.35 | 0.22392
| 25 | 0 | 0 | 0 | 0 | 0 | 0 | 0.21506 | 0.35 | 0.21506
| 26 | 0 | 0 | 0 | 0 | 0 | 0 | 0.21101 | 0.35 | 0.21101
| 27 | 0 | 0 | 0 | 0 | 0 | 0 | 0.20121 | 0.35 | 0.20121
| 28 | 0 | 0 | 0 | 0 | 0 | 0 | 0.20137 | 0.35 | 0.20137
| 29 | 0 | 0 | 0 | 0.13288 | 0.45999 | 0 | 0.24871 | 0.35 | 0.24871
| 30 | 0 | 0 | 0 | 0.90911 | 1.433 | 0 | 0.28214 | 0.35 | 0.28214
| 31 | 0 | 0 | 0 | 1.4778 | 1.5688 | 0 | 0.26356 | 0.35 | 0.26356
| 32 | 0 | 0 | 0 | 1.5766 | 2.9761 | 0 | 0.24328 | 0.35 | 0.24328
| 33 | 0 | 0 | 0 | 1.4336 | 6.6392 | 0 | 0.22321 | 0.35 | 0.22321
| 34 | 0 | 0 | 0 | 1.0828 | 7.3451 | 0 | 0.217 | 0.35 | 0.217
| 35 | 0 | 0 | 0 | 0.97681 | 8.4708 | 0 | 0.21022 | 0.35 | 0.21022
| 36 | 0 | 0 | 0 | 0.61332 | 11.6846 | 0 | 0.20216 | 0.35 | 0.20216
| 37 | 0 | 0 | 0 | 0.23718 | 13.2395 | 0 | 0.18696 | 0.35 | 0.18696
| 38 | 0 | 0 | 0 | 0.22396 | 13.116 | 0 | 0.18917 | 0.35 | 0.18917
| 39 | 0 | 0 | 0 | 0.34489 | 9.5473 | 0 | 0.18502 | 0.35 | 0.18502
| 40 | 0 | 0 | 0 | 0.30783 | 4.0098 | 0 | 0.19691 | 0.35 | 0.19691
| 41 | 0 | 0 | 0 | 0.14811 | 2.4684 | 0 | 0.2606 | 0.35 | 0.2606
| 42 | 0 | 0 | 0 | 0.018422 | 0.89057 | 0 | 0.29529 | 0.35 | 0.29529
| 43 | 0 | 0 | 0 | 0 | 0 | 0 | 0.33593 | 0.35 | 0.33593
| 44 | 0 | 0 | 0 | 0 | 0 | 0 | 0.3395 | 0.35 | 0.3395
| 45 | 0 | 0 | 0 | 0 | 0 | 0 | 0.33245 | 0.35 | 0.33245
| 46 | 0 | 0 | 0 | 0 | 0 | 0 | 0.32105 | 0.35 | 0.32105
| 47 | 0 | 0 | 0 | 0 | 0 | 0 | 0.29682 | 0.35 | 0.29682
| 48 | 0 | 0 | 0 | 0 | 0 | 0 | 0.29481 | 0.35 | 0.29481
| 49 | 0 | 0 | 0 | 0 | 0 | 0 | 0.28136 | 0.35 | 0.28136
| 50 | 0 | 0 | 0 | 0 | 0 | 0 | 0.28229 | 0.35 | 0.28229
| 51 | 0 | 0 | 0 | 0 | 0 | 0 | 0.28001 | 0.35 | 0.28001
| 52 | 0 | 0 | 0 | 0 | 0 | 0 | 0.2696 | 0.35 | 0.2696
| 53 | 0 | 0 | 0 | 0.0088464 | 0.038475 | 0 | 0.30188 | 0.35 | 0.30188
| 54 | 0 | 0 | 0 | 0.10348 | 0.50394 | 0 | 0.3433 | 0.35 | 0.3433
| 55 | 0 | 0 | 0 | 0.10342 | 0.50342 | 0 | 0.35546 | 0.35 | 0.35546
| 56 | 0 | 0 | 0 | 0.1897 | 1.067 | 0 | 0.33831 | 0.35 | 0.33831
| 57 | 0 | 0 | 0 | 0.40219 | 2.2623 | 0 | 0.32649 | 0.35 | 0.32649
| 58 | 0 | 0 | 0 | 0.2556 | 1.4378 | 0 | 0.31466 | 0.35 | 0.31466
| 59 | 0 | 0 | 0 | 0.86825 | 5.6298 | 0 | 0.30208 | 0.35 | 0.30208
| 60 | 0 | 0 | 0 | 0.74653 | 4.6315 | 0 | 0.28185 | 0.35 | 0.28185
| 61 | 0 | 0 | 0 | 0.72914 | 5.4128 | 0 | 0.25697 | 0.35 | 0.25697
| 62 | 0 | 0 | 0 | 0.17371 | 1.1165 | 0 | 0.25742 | 0.35 | 0.25742
| 63 | 0 | 0 | 0 | 0.15449 | 0.99488 | 0 | 0.26033 | 0.35 | 0.26033
| 64 | 0 | 0 | 0 | 0.11166 | 0.72265 | 0 | 0.27288 | 0.35 | 0.27288
| 65 | 0 | 0 | 0 | 0.067032 | 0.4381 | 0 | 0.30122 | 0.35 | 0.30122
| 66 | 0 | 0 | 0 | 0.0023408 | 0.020007 | 0 | 0.34007 | 0.35 | 0.34007
| 67 | 0 | 0 | 0 | 0 | 0 | 0 | 0.37789 | 0.35 | 0.37789
| 68 | 0 | 0 | 0 | 0 | 0 | 0 | 0.37875 | 0.35 | 0.37875
| 69 | 0 | 0 | 0 | 0 | 0 | 0 | 0.36358 | 0.35 | 0.36358
| 70 | 0 | 0 | 0 | 0 | 0 | 0 | 0.34545 | 0.35 | 0.34545
| 71 | 0 | 0 | 0 | 0 | 0 | 0 | 0.33647 | 0.35 | 0.33647
| 72 | 0 | 0 | 0 | 0 | 0 | 0 | 0.32469 | 0.35 | 0.32469
| 73 | 0 | 0 | 0 | 0 | 0 | 0 | 0.32241 | 0.35 | 0.32241
| 74 | 0 | 0 | 0 | 0 | 0 | 0 | 0.32096 | 0.35 | 0.32096
| 75 | 0 | 0 | 0 | 0 | 0 | 0 | 0.30966 | 0.35 | 0.30966
| 76 | 0 | 0 | 0 | 0 | 0 | 0 | 0.30328 | 0.35 | 0.30328
| 77 | 0 | 0 | 0 | 0.16273 | 0.46786 | 0 | 0.34537 | 0.35 | 0.34537
| 78 | 0 | 0 | 0 | 1.2256 | 1.092 | 0 | 0.3775 | 0.35 | 0.3775
| 79 | 0 | 0 | 0 | 1.561 | 1.0404 | 0 | 0.37224 | 0.35 | 0.37224
| 80 | 0 | 0 | 0 | 1.495 | 2.8925 | 0 | 0.35705 | 0.35 | 0.35705
| 81 | 0 | 0 | 0 | 1.3776 | 6.492 | 0 | 0.33793 | 0.35 | 0.33793
| 82 | 0 | 0 | 0 | 1.0957 | 9.4053 | 0 | 0.32694 | 0.35 | 0.32694
| 83 | 0 | 0 | 0 | 0.77496 | 11.0885 | 0 | 0.29537 | 0.35 | 0.29537
| 84 | 0 | 0 | 0 | 0.38134 | 12.615 | 0 | 0.29451 | 0.35 | 0.29451
| 85 | 0 | 0 | 0 | 0.30883 | 11.8838 | 0 | 0.27124 | 0.35 | 0.27124
| 86 | 0 | 0 | 0 | 0.50741 | 9.0045 | 0 | 0.28481 | 0.35 | 0.28481
| 87 | 0 | 0 | 0 | 0.22636 | 10.478 | 0 | 0.29518 | 0.35 | 0.29518
| 88 | 0 | 0 | 0 | 0.15869 | 8.391 | 0 | 0.3079 | 0.35 | 0.3079
| 89 | 0 | 0 | 0 | 0.093267 | 5.1238 | 0 | 0.32385 | 0.35 | 0.32385
| 90 | 0 | 0 | 0 | 0.012738 | 0.48256 | 0 | 0.36513 | 0.35 | 0.36513
| 91 | 0 | 0 | 0 | 0 | 0 | 0 | 0.41674 | 0.35 | 0.41674
| 92 | 0 | 0 | 0 | 0 | 0 | 0 | 0.40573 | 0.35 | 0.40573
| 93 | 0 | 0 | 0 | 0 | 0 | 0 | 0.37442 | 0.35 | 0.37442
| 94 | 0 | 0 | 0 | 0 | 0 | 0 | 0.35369 | 0.35 | 0.35369
| 95 | 0 | 0 | 0 | 0 | 0 | 0 | 0.35397 | 0.35 | 0.35397
| 96 | 0 | 0 | 0 | 0 | 0 | 0 | 0.34817 | 0.35 | 0.34817
| 97 | 0 | 0 | 0 | 0 | 0 | 0 | 0.3305 | 0.35 | 0.3305
| 98 | 0 | 0 | 0 | 0 | 0 | 0 | 0.32864 | 0.35 | 0.32864
| 99 | 0 | 0 | 0 | 0 | 0 | 0 | 0.32146 | 0.35 | 0.32146
| 100 | 0 | 0 | 0 | 0 | 0 | 0 | 0.31185 | 0.35 | 0.31185
| 101 | 0 | 0 | 0 | 1.0405 | 0.40544 | 0 | 0.35589 | 0.35 | 0.35589
| 102 | 0 | 0 | 0 | 1.4105 | 0.79207 | 0 | 0.40168 | 0.35 | 0.40168
| 103 | 0 | 0 | 0 | 1.553 | 0.95965 | 0 | 0.37485 | 0.35 | 0.37485
| 104 | 0 | 0 | 0 | 1.4791 | 2.7658 | 0 | 0.35132 | 0.35 | 0.35132
| 105 | 0 | 0 | 0 | 1.3157 | 6.2699 | 0 | 0.3342 | 0.35 | 0.3342
| 106 | 0 | 0 | 0 | 1.0445 | 9.0279 | 0 | 0.31851 | 0.35 | 0.31851
| 107 | 0 | 0 | 0 | 0.70422 | 10.8989 | 0 | 0.30012 | 0.35 | 0.30012
| 108 | 0 | 0 | 0 | 0.36051 | 12.004 | 0 | 0.2639 | 0.35 | 0.2639
| 109 | 0 | 0 | 0 | 0.20052 | 12.5199 | 0 | 0.25043 | 0.35 | 0.25043
| 110 | 0 | 0 | 0 | 0.20389 | 11.9096 | 0 | 0.26996 | 0.35 | 0.26996
| 111 | 0 | 0 | 0 | 0.16547 | 10.8183 | 0 | 0.27767 | 0.35 | 0.27767
| 112 | 0 | 0 | 0 | 0.16212 | 7.9816 | 0 | 0.3041 | 0.35 | 0.3041
| 113 | 0 | 0 | 0 | 0.0912 | 4.9975 | 0 | 0.31107 | 0.35 | 0.31107
| 114 | 0 | 0 | 0 | 0.0074784 | 0.1987 | 0 | 0.33861 | 0.35 | 0.33861
| 115 | 0 | 0 | 0 | 0 | 0 | 0 | 0.42358 | 0.35 | 0.42358
| 116 | 0 | 0 | 0 | 0 | 0 | 0 | 0.395 | 0.35 | 0.395
| 117 | 0 | 0 | 0 | 0 | 0 | 0 | 0.37294 | 0.35 | 0.37294
| 118 | 0 | 0 | 0 | 0 | 0 | 0 | 0.35714 | 0.35 | 0.35714
| 119 | 0 | 0 | 0 | 0 | 0 | 0 | 0.35159 | 0.35 | 0.35159
| 120 | 0 | 0 | 0 | 0 | 0 | 0 | 0.34529 | 0.35 | 0.34529
| 121 | 0 | 0 | 0 | 0 | 0 | 0 | 0.33818 | 0.35 | 0.33818
| 122 | 0 | 0 | 0 | 0 | 0 | 0 | 0.32015 | 0.35 | 0.32015
| 123 | 0 | 0 | 0 | 0 | 0 | 0 | 0.31881 | 0.35 | 0.31881
| 124 | 0 | 0 | 0 | 0 | 0 | 0 | 0.29595 | 0.35 | 0.29595
| 125 | 0 | 0 | 0 | 0.91388 | 0.40972 | 0 | 0.33015 | 0.35 | 0.33015
| 126 | 0 | 0 | 0 | 1.3008 | 0.8473 | 0 | 0.32954 | 0.35 | 0.32954
| 127 | 0 | 0 | 0 | 1.41 | 1.2374 | 0 | 0.3107 | 0.35 | 0.3107
| 128 | 0 | 0 | 0 | 1.1229 | 3.4716 | 0 | 0.30739 | 0.35 | 0.30739
| 129 | 0 | 0 | 0 | 0.81338 | 4.4306 | 0 | 0.31375 | 0.35 | 0.31375
| 130 | 0 | 0 | 0 | 1.0064 | 7.4128 | 0 | 0.28725 | 0.35 | 0.28725
| 131 | 0 | 0 | 0 | 0.68801 | 10.8096 | 0 | 0.29356 | 0.35 | 0.29356
| 132 | 0 | 0 | 0 | 0.4678 | 11.1851 | 0 | 0.25606 | 0.35 | 0.25606
| 133 | 0 | 0 | 0 | 0.62697 | 5.2769 | 0 | 0.23933 | 0.35 | 0.23933
| 134 | 0 | 0 | 0 | 0.47701 | 3.498 | 0 | 0.23143 | 0.35 | 0.23143
| 135 | 0 | 0 | 0 | 0.15154 | 0.97538 | 0 | 0.24249 | 0.35 | 0.24249
| 136 | 0 | 0 | 0 | 0.17407 | 7.596 | 0 | 0.26188 | 0.35 | 0.26188
| 137 | 0 | 0 | 0 | 0.087339 | 4.8829 | 0 | 0.28413 | 0.35 | 0.28413
| 138 | 0 | 0 | 0 | 0.0085728 | 0.40578 | 0 | 0.33358 | 0.35 | 0.33358
| 139 | 0 | 0 | 0 | 0 | 0 | 0 | 0.359 | 0.35 | 0.359
| 140 | 0 | 0 | 0 | 0 | 0 | 0 | 0.36075 | 0.35 | 0.36075
| 141 | 0 | 0 | 0 | 0 | 0 | 0 | 0.35302 | 0.35 | 0.35302
| 142 | 0 | 0 | 0 | 0 | 0 | 0 | 0.34244 | 0.35 | 0.34244
| 143 | 0 | 0 | 0 | 0 | 0 | 0 | 0.32892 | 0.35 | 0.32892
| 144 | 0 | 0 | 0 | 0 | 0 | 0 | 0.32485 | 0.35 | 0.32485
| 145 | 0 | 0 | 0 | 0 | 0 | 0 | 0.31945 | 0.35 | 0.31945
| 146 | 0 | 0 | 0 | 0 | 0 | 0 | 0.29738 | 0.35 | 0.29738
| 147 | 0 | 0 | 0 | 0 | 0 | 0 | 0.29589 | 0.35 | 0.29589
| 148 | 0 | 0 | 0 | 0 | 0 | 0 | 0.29991 | 0.35 | 0.29991
| 149 | 0 | 0 | 0 | 0.65986 | 0.45264 | 0 | 0.29809 | 0.35 | 0.29809
| 150 | 0 | 0 | 0 | 1.2068 | 0.89963 | 0 | 0.297 | 0.35 | 0.297
| 151 | 0 | 0 | 0 | 1.4293 | 1.046 | 0 | 0.28913 | 0.35 | 0.28913
| 152 | 0 | 0 | 0 | 1.3242 | 2.966 | 0 | 0.29101 | 0.35 | 0.29101
| 153 | 0 | 0 | 0 | 1.1724 | 5.8792 | 0 | 0.25758 | 0.35 | 0.25758
| 154 | 0 | 0 | 0 | 1.0107 | 8.6623 | 0 | 0.24528 | 0.35 | 0.24528
| 155 | 0 | 0 | 0 | 0.6861 | 10.6921 | 0 | 0.24011 | 0.35 | 0.24011
| 156 | 0 | 0 | 0 | 0.44959 | 11.107 | 0 | 0.22341 | 0.35 | 0.22341
| 157 | 0 | 0 | 0 | 0.24308 | 12.0387 | 0 | 0.20958 | 0.35 | 0.20958
| 158 | 0 | 0 | 0 | 0.41177 | 9.5102 | 0 | 0.20952 | 0.35 | 0.20952
| 159 | 0 | 0 | 0 | 0.18571 | 1.1915 | 0 | 0.22459 | 0.35 | 0.22459
| 160 | 0 | 0 | 0 | 0.15139 | 7.7001 | 0 | 0.26382 | 0.35 | 0.26382
| 161 | 0 | 0 | 0 | 0.11987 | 2.3381 | 0 | 0.29775 | 0.35 | 0.29775
| 162 | 0 | 0 | 0 | 0.0051072 | 0.30079 | 0 | 0.33792 | 0.35 | 0.33792
| 163 | 0 | 0 | 0 | 0 | 0 | 0 | 0.36627 | 0.35 | 0.36627
| 164 | 0 | 0 | 0 | 0 | 0 | 0 | 0.37487 | 0.35 | 0.37487
| 165 | 0 | 0 | 0 | 0 | 0 | 0 | 0.37434 | 0.35 | 0.37434
| 166 | 0 | 0 | 0 | 0 | 0 | 0 | 0.34688 | 0.35 | 0.34688
| 167 | 0 | 0 | 0 | 0 | 0 | 0 | 0.34947 | 0.35 | 0.34947
transition | 0 | 0 | 0 | 0 | 0 | 0 | 0 | 0.27372 | 0.35 | 0.27372
| 1 | 0 | 0 | 0 | 0 | 0 | 0 | 0.26829 | 0.35 | 0.26829
| 2 | 0 | 0 | 0 | 0 | 0 | 0 | 0.26729 | 0.35 | 0.26729
| 3 | 0 | 0 | 0 | 0 | 0 | 0 | 0.25972 | 0.35 | 0.25972
| 4 | 0 | 0 | 0 | 0 | 0 | 0 | 0.24766 | 0.35 | 0.24766
| 5 | 0 | 0 | 0 | 0.79341 | 0.27958 | 0 | 0.29534 | 0.35 | 0.29534
| 6 | 0 | 0 | 0 | 0.08439 | 0.40903 | 0 | 0.40362 | 0.35 | 0.40362
| 7 | 0 | 0 | 0 | 0.13549 | 0.6628 | 0 | 0.4168 | 0.35 | 0.4168
| 8 | 0 | 0 | 0 | 0.32589 | 1.8331 | 0 | 0.3869 | 0.35 | 0.3869
| 9 | 0 | 0 | 0 | 0.43141 | 2.4267 | 0 | 0.35637 | 0.35 | 0.35637
| 10 | 0 | 0 | 0 | 0.74155 | 4.3709 | 0 | 0.35708 | 0.35 | 0.35708
| 11 | 0 | 0 | 0 | 0.75547 | 4.6611 | 0 | 0.34063 | 0.35 | 0.34063
| 12 | 0 | 0 | 0 | 0.73489 | 8.4925 | 0 | 0.34224 | 0.35 | 0.34224
| 13 | 0 | 0 | 0 | 0.45925 | 11.8096 | 0 | 0.33341 | 0.35 | 0.33341
| 14 | 0 | 0 | 0 | 0.54544 | 6.801 | 0 | 0.32437 | 0.35 | 0.32437
| 15 | 0 | 0 | 0 | 0.2111 | 1.353 | 0 | 0.30983 | 0.35 | 0.30983
| 16 | 0 | 0 | 0 | 0.22022 | 5.1969 | 0 | 0.32256 | 0.35 | 0.32256
| 17 | 0 | 0 | 0 | 0.058611 | 3.8478 | 0 | 0.38732 | 0.35 | 0.38732
| 18 | 0 | 0 | 0 | 0 | 0 | 0 | 0.41933 | 0.35 | 0.41933
| 19 | 0 | 0 | 0 | 0 | 0 | 0 | 0.44566 | 0.35 | 0.44566
| 20 | 0 | 0 | 0 | 0 | 0 | 0 | 0.38859 | 0.35 | 0.38859
| 21 | 0 | 0 | 0 | 0 | 0 | 0 | 0.37975 | 0.35 | 0.37975
| 22 | 0 | 0 | 0 | 0 | 0 | 0 | 0.35303 | 0.35 | 0.35303
| 23 | 0 | 0 | 0 | 0 | 0 | 0 | 0.34634 | 0.35 | 0.34634
| 24 | 0 | 0 | 0 | 0 | 0 | 0 | 0.26984 | 0.35 | 0.26984
| 25 | 0 | 0 | 0 | 0 | 0 | 0 | 0.26728 | 0.35 | 0.26728
| 26 | 0 | 0 | 0 | 0 | 0 | 0 | 0.26022 | 0.35 | 0.26022
| 27 | 0 | 0 | 0 | 0 | 0 | 0 | 0.25229 | 0.35 | 0.25229
| 28 | 0 | 0 | 0 | 0 | 0 | 0 | 0.25363 | 0.35 | 0.25363
| 29 | 0 | 0 | 0 | 0.058398 | 0.20982 | 0 | 0.29046 | 0.35 | 0.29046
| 30 | 0 | 0 | 0 | 0.2159 | 0.95332 | 0 | 0.38096 | 0.35 | 0.38096
| 31 | 0 | 0 | 0 | 0.79605 | 2.2457 | 0 | 0.40109 | 0.35 | 0.40109
| 32 | 0 | 0 | 0 | 0.5327 | 2.8815 | 0 | 0.37904 | 0.35 | 0.37904
| 33 | 0 | 0 | 0 | 0.40988 | 2.3056 | 0 | 0.36444 | 0.35 | 0.36444
| 34 | 0 | 0 | 0 | 0.48242 | 2.7136 | 0 | 0.34992 | 0.35 | 0.34992
| 35 | 0 | 0 | 0 | 0.31048 | 1.7464 | 0 | 0.34197 | 0.35 | 0.34197
| 36 | 0 | 0 | 0 | 0.69592 | 4.2738 | 0 | 0.32942 | 0.35 | 0.32942
| 37 | 0 | 0 | 0 | 0.34765 | 2.2151 | 0 | 0.31579 | 0.35 | 0.31579
| 38 | 0 | 0 | 0 | 0.13482 | 0.87022 | 0 | 0.30459 | 0.35 | 0.30459
| 39 | 0 | 0 | 0 | 0.14473 | 0.93315 | 0 | 0.31583 | 0.35 | 0.31583
| 40 | 0 | 0 | 0 | 0.18638 | 1.4176 | 0 | 0.32005 | 0.35 | 0.32005
| 41 | 0 | 0 | 0 | 0.071379 | 1.2158 | 0 | 0.36564 | 0.35 | 0.36564
| 42 | 0 | 0 | 0 | 0 | 0 | 0 | 0.40022 | 0.35 | 0.40022
| 43 | 0 | 0 | 0 | 0 | 0 | 0 | 0.4231 | 0.35 | 0.4231
| 44 | 0 | 0 | 0 | 0 | 0 | 0 | 0.36475 | 0.35 | 0.36475
| 45 | 0 | 0 | 0 | 0 | 0 | 0 | 0.3559 | 0.35 | 0.3559
| 46 | 0 | 0 | 0 | 0 | 0 | 0 | 0.34063 | 0.35 | 0.34063
| 47 | 0 | 0 | 0 | 0 | 0 | 0 | 0.33551 | 0.35 | 0.33551
| 48 | 0 | 0 | 0 | 0 | 0 | 0 | 0.25974 | 0.35 | 0.25974
| 49 | 0 | 0 | 0 | 0 | 0 | 0 | 0.25608 | 0.35 | 0.25608
| 50 | 0 | 0 | 0 | 0 | 0 | 0 | 0.2479 | 0.35 | 0.2479
| 51 | 0 | 0 | 0 | 0 | 0 | 0 | 0.24735 | 0.35 | 0.24735
| 52 | 0 | 0 | 0 | 0 | 0 | 0 | 0.24573 | 0.35 | 0.24573
| 53 | 0 | 0 | 0 | 0.030795 | 0.14501 | 0 | 0.27992 | 0.35 | 0.27992
| 54 | 0 | 0 | 0 | 0.11348 | 0.55336 | 0 | 0.36054 | 0.35 | 0.36054
| 55 | 0 | 0 | 0 | 0.21423 | 1.0556 | 0 | 0.38005 | 0.35 | 0.38005
| 56 | 0 | 0 | 0 | 0.54854 | 2.947 | 0 | 0.35216 | 0.35 | 0.35216
| 57 | 0 | 0 | 0 | 0.48886 | 2.7497 | 0 | 0.32091 | 0.35 | 0.32091
| 58 | 0 | 0 | 0 | 0.5506 | 3.1062 | 0 | 0.31307 | 0.35 | 0.31307
| 59 | 0 | 0 | 0 | 0.27044 | 1.5212 | 0 | 0.26679 | 0.35 | 0.26679
| 60 | 0 | 0 | 0 | 0.23074 | 1.2979 | 0 | 0.24324 | 0.35 | 0.24324
| 61 | 0 | 0 | 0 | 0.1862 | 1.1963 | 0 | 0.22002 | 0.35 | 0.22002
| 62 | 0 | 0 | 0 | 0.15097 | 0.97282 | 0 | 0.218 | 0.35 | 0.218
| 63 | 0 | 0 | 0 | 0.0874 | 0.56823 | 0 | 0.23916 | 0.35 | 0.23916
| 64 | 0 | 0 | 0 | 0.061742 | 0.40424 | 0 | 0.2707 | 0.35 | 0.2707
| 65 | 0 | 0 | 0 | 0.070954 | 0.92391 | 0 | 0.34465 | 0.35 | 0.34465
| 66 | 0 | 0 | 0 | 0 | 0 | 0 | 0.38007 | 0.35 | 0.38007
| 67 | 0 | 0 | 0 | 0 | 0 | 0 | 0.41404 | 0.35 | 0.41404
| 68 | 0 | 0 | 0 | 0 | 0 | 0 | 0.37441 | 0.35 | 0.37441
| 69 | 0 | 0 | 0 | 0 | 0 | 0 | 0.35322 | 0.35 | 0.35322
| 70 | 0 | 0 | 0 | 0 | 0 | 0 | 0.344 | 0.35 | 0.344
| 71 | 0 | 0 | 0 | 0 | 0 | 0 | 0.34138 | 0.35 | 0.34138
| 72 | 0 | 0 | 0 | 0 | 0 | 0 | 0.26621 | 0.35 | 0.26621
| 73 | 0 | 0 | 0 | 0 | 0 | 0 | 0.26283 | 0.35 | 0.26283
| 74 | 0 | 0 | 0 | 0 | 0 | 0 | 0.26275 | 0.35 | 0.26275
| 75 | 0 | 0 | 0 | 0 | 0 | 0 | 0.25637 | 0.35 | 0.25637
| 76 | 0 | 0 | 0 | 0 | 0 | 0 | 0.24679 | 0.35 | 0.24679
| 77 | 0 | 0 | 0 | 0.11239 | 0.32216 | 0 | 0.27818 | 0.35 | 0.27818
| 78 | 0 | 0 | 0 | 0.36717 | 1.2439 | 0 | 0.37561 | 0.35 | 0.37561
| 79 | 0 | 0 | 0 | 0.28412 | 1.4048 | 0 | 0.3921 | 0.35 | 0.3921
| 80 | 0 | 0 | 0 | 0.23694 | 1.3328 | 0 | 0.37527 | 0.35 | 0.37527
| 81 | 0 | 0 | 0 | 0.36817 | 2.071 | 0 | 0.35526 | 0.35 | 0.35526
| 82 | 0 | 0 | 0 | 0.40447 | 2.2752 | 0 | 0.34622 | 0.35 | 0.34622
| 83 | 0 | 0 | 0 | 0.58471 | 3.3058 | 0 | 0.33796 | 0.35 | 0.33796
| 84 | 0 | 0 | 0 | 0.55136 | 3.1245 | 0 | 0.33477 | 0.35 | 0.33477
| 85 | 0 | 0 | 0 | 0.3068 | 1.9581 | 0 | 0.32023 | 0.35 | 0.32023
| 86 | 0 | 0 | 0 | 0.32039 | 2.0436 | 0 | 0.31488 | 0.35 | 0.31488
| 87 | 0 | 0 | 0 | 0.12315 | 0.796 | 0 | 0.30831 | 0.35 | 0.30831
| 88 | 0 | 0 | 0 | 0.22496 | 2.1038 | 0 | 0.31634 | 0.35 | 0.31634
| 89 | 0 | 0 | 0 | 0.041405 | 0.27377 | 0 | 0.36928 | 0.35 | 0.36928
| 90 | 0 | 0 | 0 | 0 | 0 | 0 | 0.40747 | 0.35 | 0.40747
| 91 | 0 | 0 | 0 | 0 | 0 | 0 | 0.43271 | 0.35 | 0.43271
| 92 | 0 | 0 | 0 | 0 | 0 | 0 | 0.38069 | 0.35 | 0.38069
| 93 | 0 | 0 | 0 | 0 | 0 | 0 | 0.37678 | 0.35 | 0.37678
| 94 | 0 | 0 | 0 | 0 | 0 | 0 | 0.35329 | 0.35 | 0.35329
| 95 | 0 | 0 | 0 | 0 | 0 | 0 | 0.3334 | 0.35 | 0.3334
| 96 | 0 | 0 | 0 | 0 | 0 | 0 | 0.26132 | 0.35 | 0.26132
| 97 | 0 | 0 | 0 | 0 | 0 | 0 | 0.25343 | 0.35 | 0.25343
| 98 | 0 | 0 | 0 | 0 | 0 | 0 | 0.25231 | 0.35 | 0.25231
| 99 | 0 | 0 | 0 | 0 | 0 | 0 | 0.251 | 0.35 | 0.251
| 100 | 0 | 0 | 0 | 0 | 0 | 0 | 0.24713 | 0.35 | 0.24713
| 101 | 0 | 0 | 0 | 0.017389 | 0.079686 | 0 | 0.27661 | 0.35 | 0.27661
| 102 | 0 | 0 | 0 | 0.12783 | 0.62466 | 0 | 0.36655 | 0.35 | 0.36655
| 103 | 0 | 0 | 0 | 0.68205 | 2.308 | 0 | 0.38429 | 0.35 | 0.38429
| 104 | 0 | 0 | 0 | 1.0595 | 3.9522 | 0 | 0.37038 | 0.35 | 0.37038
| 105 | 0 | 0 | 0 | 1.0909 | 6.0934 | 0 | 0.34396 | 0.35 | 0.34396
| 106 | 0 | 0 | 0 | 0.96754 | 10.3712 | 0 | 0.32484 | 0.35 | 0.32484
| 107 | 0 | 0 | 0 | 0.5707 | 12.2523 | 0 | 0.28737 | 0.35 | 0.28737
| 108 | 0 | 0 | 0 | 0.21079 | 13.6049 | 0 | 0.24042 | 0.35 | 0.24042
| 109 | 0 | 0 | 0 | 0.16528 | 14.0653 | 0 | 0.2218 | 0.35 | 0.2218
| 110 | 0 | 0 | 0 | 0.1648 | 13.3775 | 0 | 0.20482 | 0.35 | 0.20482
| 111 | 0 | 0 | 0 | 0.16839 | 11.3488 | 0 | 0.23892 | 0.35 | 0.23892
| 112 | 0 | 0 | 0 | 0.15702 | 7.6842 | 0 | 0.29284 | 0.35 | 0.29284
| 113 | 0 | 0 | 0 | 0.06381 | 4.1247 | 0 | 0.37 | 0.35 | 0.37
| 114 | 0 | 0 | 0 | 0 | 0 | 0 | 0.40902 | 0.35 | 0.40902
| 115 | 0 | 0 | 0 | 0 | 0 | 0 | 0.43383 | 0.35 | 0.43383
| 116 | 0 | 0 | 0 | 0 | 0 | 0 | 0.36267 | 0.35 | 0.36267
| 117 | 0 | 0 | 0 | 0 | 0 | 0 | 0.36146 | 0.35 | 0.36146
| 118 | 0 | 0 | 0 | 0 | 0 | 0 | 0.35078 | 0.35 | 0.35078
| 119 | 0 | 0 | 0 | 0 | 0 | 0 | 0.3243 | 0.35 | 0.3243
| 120 | 0 | 0 | 0 | 0 | 0 | 0 | 0.26333 | 0.35 | 0.26333
| 121 | 0 | 0 | 0 | 0 | 0 | 0 | 0.25447 | 0.35 | 0.25447
| 122 | 0 | 0 | 0 | 0 | 0 | 0 | 0.25638 | 0.35 | 0.25638
| 123 | 0 | 0 | 0 | 0 | 0 | 0 | 0.25807 | 0.35 | 0.25807
| 124 | 0 | 0 | 0 | 0 | 0 | 0 | 0.22077 | 0.35 | 0.22077
| 125 | 0 | 0 | 0 | 0.98843 | 0.33961 | 0 | 0.27091 | 0.35 | 0.27091
| 126 | 0 | 0 | 0 | 1.2298 | 1.0128 | 0 | 0.33082 | 0.35 | 0.33082
| 127 | 0 | 0 | 0 | 1.4909 | 1.1383 | 0 | 0.33536 | 0.35 | 0.33536
| 128 | 0 | 0 | 0 | 1.4694 | 3.2074 | 0 | 0.32216 | 0.35 | 0.32216
| 129 | 0 | 0 | 0 | 1.2511 | 6.9019 | 0 | 0.31103 | 0.35 | 0.31103
| 130 | 0 | 0 | 0 | 0.95784 | 10.0916 | 0 | 0.30574 | 0.35 | 0.30574
| 131 | 0 | 0 | 0 | 0.58018 | 11.9413 | 0 | 0.25768 | 0.35 | 0.25768
| 132 | 0 | 0 | 0 | 0.30932 | 12.576 | 0 | 0.24245 | 0.35 | 0.24245
| 133 | 0 | 0 | 0 | 0.21836 | 13.3019 | 0 | 0.22761 | 0.35 | 0.22761
| 134 | 0 | 0 | 0 | 0.22387 | 12.3459 | 0 | 0.22894 | 0.35 | 0.22894
| 135 | 0 | 0 | 0 | 0.22405 | 10.1895 | 0 | 0.25072 | 0.35 | 0.25072
| 136 | 0 | 0 | 0 | 0.20167 | 6.1623 | 0 | 0.29844 | 0.35 | 0.29844
| 137 | 0 | 0 | 0 | 0.08208 | 1.4352 | 0 | 0.36568 | 0.35 | 0.36568
| 138 | 0 | 0 | 0 | 0 | 0 | 0 | 0.4028 | 0.35 | 0.4028
| 139 | 0 | 0 | 0 | 0 | 0 | 0 | 0.42919 | 0.35 | 0.42919
| 140 | 0 | 0 | 0 | 0 | 0 | 0 | 0.36765 | 0.35 | 0.36765
| 141 | 0 | 0 | 0 | 0 | 0 | 0 | 0.35704 | 0.35 | 0.35704
| 142 | 0 | 0 | 0 | 0 | 0 | 0 | 0.33848 | 0.35 | 0.33848
| 143 | 0 | 0 | 0 | 0 | 0 | 0 | 0.33422 | 0.35 | 0.33422
| 144 | 0 | 0 | 0 | 0 | 0 | 0 | 0.26294 | 0.35 | 0.26294
| 145 | 0 | 0 | 0 | 0 | 0 | 0 | 0.25735 | 0.35 | 0.25735
| 146 | 0 | 0 | 0 | 0 | 0 | 0 | 0.24631 | 0.35 | 0.24631
| 147 | 0 | 0 | 0 | 0 | 0 | 0 | 0.23526 | 0.35 | 0.23526
| 148 | 0 | 0 | 0 | 0 | 0 | 0 | 0.26415 | 0.35 | 0.26415
| 149 | 0 | 0 | 0 | 0.015109 | 0.068742 | 0 | 0.26034 | 0.35 | 0.26034
| 150 | 0 | 0 | 0 | 0.074176 | 0.35876 | 0 | 0.3226 | 0.35 | 0.3226
| 151 | 0 | 0 | 0 | 0.13677 | 0.66929 | 0 | 0.33383 | 0.35 | 0.33383
| 152 | 0 | 0 | 0 | 0.39946 | 2.235 | 0 | 0.32757 | 0.35 | 0.32757
| 153 | 0 | 0 | 0 | 0.7648 | 4.2882 | 0 | 0.30576 | 0.35 | 0.30576
| 154 | 0 | 0 | 0 | 0.71127 | 4.1356 | 0 | 0.29222 | 0.35 | 0.29222
| 155 | 0 | 0 | 0 | 0.66023 | 11.2795 | 0 | 0.27177 | 0.35 | 0.27177
| 156 | 0 | 0 | 0 | 0.56556 | 10.4934 | 0 | 0.2474 | 0.35 | 0.2474
| 157 | 0 | 0 | 0 | 0.64494 | 7.7543 | 0 | 0.23352 | 0.35 | 0.23352
| 158 | 0 | 0 | 0 | 0.54744 | 5.7771 | 0 | 0.23293 | 0.35 | 0.23293
| 159 | 0 | 0 | 0 | 0.15872 | 1.0212 | 0 | 0.24345 | 0.35 | 0.24345
| 160 | 0 | 0 | 0 | 0.16103 | 7.5476 | 0 | 0.29271 | 0.35 | 0.29271
| 161 | 0 | 0 | 0 | 0.086914 | 1.5219 | 0 | 0.36196 | 0.35 | 0.36196
| 162 | 0 | 0 | 0 | 0 | 0 | 0 | 0.40302 | 0.35 | 0.40302
| 163 | 0 | 0 | 0 | 0 | 0 | 0 | 0.42589 | 0.35 | 0.42589
| 164 | 0 | 0 | 0 | 0 | 0 | 0 | 0.37083 | 0.35 | 0.37083
| 165 | 0 | 0 | 0 | 0 | 0 | 0 | 0.37683 | 0.35 | 0.37683
| 166 | 0 | 0 | 0 | 0 | 0 | 0 | 0.34338 | 0.35 | 0.34338
| 167 | 0 | 0 | 0 | 0 | 0 | 0 | 0.31287 | 0.35 | 0.31287
winter | 0 | 0 | 0 | 0 | 0 | 0 | 0 | 0.16908 | 0.35 | 0.16908
| 1 | 0 | 0 | 0 | 0 | 0 | 0 | 0.15293 | 0.35 | 0.15293
| 2 | 0 | 0 | 0 | 0 | 0 | 0 | 0.15252 | 0.35 | 0.15252
| 3 | 0 | 0 | 0 | 0 | 0 | 0 | 0.1453 | 0.35 | 0.1453
| 4 | 0 | 0 | 0 | 0 | 0 | 0 | 0.12229 | 0.35 | 0.12229
| 5 | 0 | 0 | 0 | 0 | 0 | 0 | 0.089333 | 0.35 | 0.089333
| 6 | 0 | 0 | 0 | 0 | 0 | 0 | 0.1865 | 0.35 | 0.1865
| 7 | 0 | 0 | 0 | 0.016629 | 0.043092 | 0 | 0.18652 | 0.35 | 0.18652
| 8 | 0 | 0 | 0 | 0.23426 | 0.92289 | 0 | 0.21025 | 0.35 | 0.21025
| 9 | 0 | 0 | 0 | 0.15063 | 4.1975 | 0 | 0.21061 | 0.35 | 0.21061
| 10 | 0 | 0 | 0 | 0.20867 | 6.9725 | 0 | 0.34975 | 0.35 | 0.34975
| 11 | 0 | 0 | 0 | 0.28324 | 1.946 | 0 | 0.32856 | 0.35 | 0.32856
| 12 | 0 | 0 | 0 | 0.16604 | 1.0689 | 0 | 0.3274 | 0.35 | 0.3274
| 13 | 0 | 0 | 0 | 0.27375 | 2.5977 | 0 | 0.32725 | 0.35 | 0.32725
| 14 | 0 | 0 | 0 | 0.066424 | 0.43451 | 0 | 0.32768 | 0.35 | 0.32768
| 15 | 0 | 0 | 0 | 0.057456 | 0.84371 | 0 | 0.20957 | 0.35 | 0.20957
| 16 | 0 | 0 | 0 | 0 | 0 | 0 | 0.20954 | 0.35 | 0.20954
| 17 | 0 | 0 | 0 | 0 | 0 | 0 | 0.25073 | 0.35 | 0.25073
| 18 | 0 | 0 | 0 | 0 | 0 | 0 | 0.36506 | 0.35 | 0.36506
| 19 | 0 | 0 | 0 | 0 | 0 | 0 | 0.37526 | 0.35 | 0.37526
| 20 | 0 | 0 | 0 | 0 | 0 | 0 | 0.35784 | 0.35 | 0.35784
| 21 | 0 | 0 | 0 | 0 | 0 | 0 | 0.32023 | 0.35 | 0.32023
| 22 | 0 | 0 | 0 | 0 | 0 | 0 | 0.34106 | 0.35 | 0.34106
| 23 | 0 | 0 | 0 | 0 | 0 | 0 | 0.27487 | 0.35 | 0.27487
| 24 | 0 | 0 | 0 | 0 | 0 | 0 | 0.25443 | 0.35 | 0.25443
| 25 | 0 | 0 | 0 | 0 | 0 | 0 | 0.24708 | 0.35 | 0.24708
| 26 | 0 | 0 | 0 | 0 | 0 | 0 | 0.23876 | 0.35 | 0.23876
| 27 | 0 | 0 | 0 | 0 | 0 | 0 | 0.24169 | 0.35 | 0.24169
| 28 | 0 | 0 | 0 | 0 | 0 | 0 | 0.2372 | 0.35 | 0.2372
| 29 | 0 | 0 | 0 | 0 | 0 | 0 | 0.23254 | 0.35 | 0.23254
| 30 | 0 | 0 | 0 | 0 | 0 | 0 | 0.33125 | 0.35 | 0.33125
| 31 | 0 | 0 | 0 | 0.0028272 | 0.009747 | 0 | 0.38154 | 0.35 | 0.38154
| 32 | 0 | 0 | 0 | 0.25734 | 0.79566 | 0 | 0.40253 | 0.35 | 0.40253
| 33 | 0 | 0 | 0 | 0.1136 | 4.5209 | 0 | 0.4012 | 0.35 | 0.4012
| 34 | 0 | 0 | 0 | 0.29886 | 2.2401 | 0 | 0.38372 | 0.35 | 0.38372
| 35 | 0 | 0 | 0 | 0.29573 | 2.0582 | 0 | 0.37914 | 0.35 | 0.37914
| 36 | 0 | 0 | 0 | 0.33549 | 2.9409 | 0 | 0.37127 | 0.35 | 0.37127
| 37 | 0 | 0 | 0 | 0.29284 | 6.3058 | 0 | 0.34914 | 0.35 | 0.34914
| 38 | 0 | 0 | 0 | 0.062533 | 0.40954 | 0 | 0.33881 | 0.35 | 0.33881
| 39 | 0 | 0 | 0 | 0.010002 | 0.070452 | 0 | 0.347 | 0.35 | 0.347
| 40 | 0 | 0 | 0 | 0 | 0 | 0 | 0.33654 | 0.35 | 0.33654
| 41 | 0 | 0 | 0 | 0 | 0 | 0 | 0.37262 | 0.35 | 0.37262
| 42 | 0 | 0 | 0 | 0 | 0 | 0 | 0.38992 | 0.35 | 0.38992
| 43 | 0 | 0 | 0 | 0 | 0 | 0 | 0.39393 | 0.35 | 0.39393
| 44 | 0 | 0 | 0 | 0 | 0 | 0 | 0.34922 | 0.35 | 0.34922
| 45 | 0 | 0 | 0 | 0 | 0 | 0 | 0.33764 | 0.35 | 0.33764
| 46 | 0 | 0 | 0 | 0 | 0 | 0 | 0.33508 | 0.35 | 0.33508
| 47 | 0 | 0 | 0 | 0 | 0 | 0 | 0.32361 | 0.35 | 0.32361
| 48 | 0 | 0 | 0 | 0 | 0 | 0 | 0.23764 | 0.35 | 0.23764
| 49 | 0 | 0 | 0 | 0 | 0 | 0 | 0.22602 | 0.35 | 0.22602
| 50 | 0 | 0 | 0 | 0 | 0 | 0 | 0.20518 | 0.35 | 0.20518
| 51 | 0 | 0 | 0 | 0 | 0 | 0 | 0.21103 | 0.35 | 0.21103
| 52 | 0 | 0 | 0 | 0 | 0 | 0 | 0.19942 | 0.35 | 0.19942
| 53 | 0 | 0 | 0 | 0 | 0 | 0 | 0.18733 | 0.35 | 0.18733
| 54 | 0 | 0 | 0 | 0 | 0 | 0 | 0.29775 | 0.35 | 0.29775
| 55 | 0 | 0 | 0 | 0 | 0 | 0 | 0.33044 | 0.35 | 0.33044
| 56 | 0 | 0 | 0 | 0.02967 | 0.1669 | 0 | 0.36533 | 0.35 | 0.36533
| 57 | 0 | 0 | 0 | 0.26402 | 1.7237 | 0 | 0.37207 | 0.35 | 0.37207
| 58 | 0 | 0 | 0 | 0.32148 | 2.6555 | 0 | 0.3622 | 0.35 | 0.3622
| 59 | 0 | 0 | 0 | 0.29801 | 2.0708 | 0 | 0.34414 | 0.35 | 0.34414
| 60 | 0 | 0 | 0 | 0.28093 | 1.9571 | 0 | 0.33358 | 0.35 | 0.33358
| 61 | 0 | 0 | 0 | 0.12133 | 0.78472 | 0 | 0.33344 | 0.35 | 0.33344
| 62 | 0 | 0 | 0 | 0.060435 | 0.39621 | 0 | 0.32886 | 0.35 | 0.32886
| 63 | 0 | 0 | 0 | 0.014075 | 0.097128 | 0 | 0.33207 | 0.35 | 0.33207
| 64 | 0 | 0 | 0 | 0 | 0 | 0 | 0.32641 | 0.35 | 0.32641
| 65 | 0 | 0 | 0 | 0 | 0 | 0 | 0.36973 | 0.35 | 0.36973
| 66 | 0 | 0 | 0 | 0 | 0 | 0 | 0.37789 | 0.35 | 0.37789
| 67 | 0 | 0 | 0 | 0 | 0 | 0 | 0.37231 | 0.35 | 0.37231
| 68 | 0 | 0 | 0 | 0 | 0 | 0 | 0.34283 | 0.35 | 0.34283
| 69 | 0 | 0 | 0 | 0 | 0 | 0 | 0.32957 | 0.35 | 0.32957
| 70 | 0 | 0 | 0 | 0 | 0 | 0 | 0.33227 | 0.35 | 0.33227
| 71 | 0 | 0 | 0 | 0 | 0 | 0 | 0.30284 | 0.35 | 0.30284
| 72 | 0 | 0 | 0 | 0 | 0 | 0 | 0.23425 | 0.35 | 0.23425
| 73 | 0 | 0 | 0 | 0 | 0 | 0 | 0.22665 | 0.35 | 0.22665
| 74 | 0 | 0 | 0 | 0 | 0 | 0 | 0.21222 | 0.35 | 0.21222
| 75 | 0 | 0 | 0 | 0 | 0 | 0 | 0.20211 | 0.35 | 0.20211
| 76 | 0 | 0 | 0 | 0 | 0 | 0 | 0.21651 | 0.35 | 0.21651
| 77 | 0 | 0 | 0 | 0 | 0 | 0 | 0.21572 | 0.35 | 0.21572
| 78 | 0 | 0 | 0 | 0 | 0 | 0 | 0.34122 | 0.35 | 0.34122
| 79 | 0 | 0 | 0 | 0.006688 | 0.028044 | 0 | 0.35934 | 0.35 | 0.35934
| 80 | 0 | 0 | 0 | 0.16763 | 0.87672 | 0 | 0.38579 | 0.35 | 0.38579
| 81 | 0 | 0 | 0 | 0.094514 | 0.53164 | 0 | 0.40028 | 0.35 | 0.40028
| 82 | 0 | 0 | 0 | 0.12631 | 0.81652 | 0 | 0.40292 | 0.35 | 0.40292
| 83 | 0 | 0 | 0 | 0.38094 | 3.8761 | 0 | 0.40038 | 0.35 | 0.40038
| 84 | 0 | 0 | 0 | 0.32729 | 2.5819 | 0 | 0.39325 | 0.35 | 0.39325
| 85 | 0 | 0 | 0 | 0.098405 | 0.63886 | 0 | 0.39353 | 0.35 | 0.39353
| 86 | 0 | 0 | 0 | 0.15194 | 1.1077 | 0 | 0.38708 | 0.35 | 0.38708
| 87 | 0 | 0 | 0 | 0.051832 | 0.43947 | 0 | 0.39899 | 0.35 | 0.39899
| 88 | 0 | 0 | 0 | 0 | 0 | 0 | 0.40283 | 0.35 | 0.40283
| 89 | 0 | 0 | 0 | 0 | 0 | 0 | 0.46002 | 0.35 | 0.46002
| 90 | 0 | 0 | 0 | 0 | 0 | 0 | 0.47623 | 0.35 | 0.47623
| 91 | 0 | 0 | 0 | 0 | 0 | 0 | 0.47644 | 0.35 | 0.47644
| 92 | 0 | 0 | 0 | 0 | 0 | 0 | 0.433 | 0.35 | 0.433
| 93 | 0 | 0 | 0 | 0 | 0 | 0 | 0.41101 | 0.35 | 0.41101
| 94 | 0 | 0 | 0 | 0 | 0 | 0 | 0.4056 | 0.35 | 0.4056
| 95 | 0 | 0 | 0 | 0 | 0 | 0 | 0.36737 | 0.35 | 0.36737
| 96 | 0 | 0 | 0 | 0 | 0 | 0 | 0.29428 | 0.35 | 0.29428
| 97 | 0 | 0 | 0 | 0 | 0 | 0 | 0.27825 | 0.35 | 0.27825
| 98 | 0 | 0 | 0 | 0 | 0 | 0 | 0.26134 | 0.35 | 0.26134
| 99 | 0 | 0 | 0 | 0 | 0 | 0 | 0.25339 | 0.35 | 0.25339
| 100 | 0 | 0 | 0 | 0 | 0 | 0 | 0.24812 | 0.35 | 0.24812
| 101 | 0 | 0 | 0 | 0 | 0 | 0 | 0.2262 | 0.35 | 0.2262
| 102 | 0 | 0 | 0 | 0 | 0 | 0 | 0.32047 | 0.35 | 0.32047
| 103 | 0 | 0 | 0 | 0.002736 | 0.009405 | 0 | 0.33921 | 0.35 | 0.33921
| 104 | 0 | 0 | 0 | 0.098131 | 0.55199 | 0 | 0.34653 | 0.35 | 0.34653
| 105 | 0 | 0 | 0 | 0.18465 | 1.0547 | 0 | 0.33902 | 0.35 | 0.33902
| 106 | 0 | 0 | 0 | 0.22605 | 1.474 | 0 | 0.32849 | 0.35 | 0.32849
| 107 | 0 | 0 | 0 | 0.34945 | 2.7639 | 0 | 0.33419 | 0.35 | 0.33419
| 108 | 0 | 0 | 0 | 0.32586 | 2.5635 | 0 | 0.34054 | 0.35 | 0.34054
| 109 | 0 | 0 | 0 | 0.30215 | 3.2495 | 0 | 0.33504 | 0.35 | 0.33504
| 110 | 0 | 0 | 0 | 0.08965 | 0.58294 | 0 | 0.33005 | 0.35 | 0.33005
| 111 | 0 | 0 | 0 | 0.067427 | 0.85312 | 0 | 0.33095 | 0.35 | 0.33095
| 112 | 0 | 0 | 0 | 0 | 0 | 0 | 0.34091 | 0.35 | 0.34091
| 113 | 0 | 0 | 0 | 0 | 0 | 0 | 0.38198 | 0.35 | 0.38198
| 114 | 0 | 0 | 0 | 0 | 0 | 0 | 0.40279 | 0.35 | 0.40279
| 115 | 0 | 0 | 0 | 0 | 0 | 0 | 0.40543 | 0.35 | 0.40543
| 116 | 0 | 0 | 0 | 0 | 0 | 0 | 0.35239 | 0.35 | 0.35239
| 117 | 0 | 0 | 0 | 0 | 0 | 0 | 0.35165 | 0.35 | 0.35165
| 118 | 0 | 0 | 0 | 0 | 0 | 0 | 0.35217 | 0.35 | 0.35217
| 119 | 0 | 0 | 0 | 0 | 0 | 0 | 0.34142 | 0.35 | 0.34142
| 120 | 0 | 0 | 0 | 0 | 0 | 0 | 0.2579 | 0.35 | 0.2579
| 121 | 0 | 0 | 0 | 0 | 0 | 0 | 0.26921 | 0.35 | 0.26921
| 122 | 0 | 0 | 0 | 0 | 0 | 0 | 0.27983 | 0.35 | 0.27983
| 123 | 0 | 0 | 0 | 0 | 0 | 0 | 0.28157 | 0.35 | 0.28157
| 124 | 0 | 0 | 0 | 0 | 0 | 0 | 0.28044 | 0.35 | 0.28044
| 125 | 0 | 0 | 0 | 0 | 0 | 0 | 0.28376 | 0.35 | 0.28376
| 126 | 0 | 0 | 0 | 0 | 0 | 0 | 0.35497 | 0.35 | 0.35497
| 127 | 0 | 0 | 0 | 0.020368 | 0.064296 | 0 | 0.36182 | 0.35 | 0.36182
| 128 | 0 | 0 | 0 | 0.18954 | 0.96256 | 0 | 0.39911 | 0.35 | 0.39911
| 129 | 0 | 0 | 0 | 0.28701 | 1.8897 | 0 | 0.4051 | 0.35 | 0.4051
| 130 | 0 | 0 | 0 | 0.29828 | 2.1387 | 0 | 0.40556 | 0.35 | 0.40556
| 131 | 0 | 0 | 0 | 0.32078 | 2.2731 | 0 | 0.39272 | 0.35 | 0.39272
| 132 | 0 | 0 | 0 | 0.28482 | 9.433 | 0 | 0.36373 | 0.35 | 0.36373
| 133 | 0 | 0 | 0 | 0.20596 | 1.3675 | 0 | 0.36657 | 0.35 | 0.36657
| 134 | 0 | 0 | 0 | 0.10184 | 0.66057 | 0 | 0.36779 | 0.35 | 0.36779
| 135 | 0 | 0 | 0 | 0.064266 | 6.984 | 0 | 0.36906 | 0.35 | 0.36906
| 136 | 0 | 0 | 0 | 0 | 0 | 0 | 0.39268 | 0.35 | 0.39268
| 137 | 0 | 0 | 0 | 0 | 0 | 0 | 0.45787 | 0.35 | 0.45787
| 138 | 0 | 0 | 0 | 0 | 0 | 0 | 0.46623 | 0.35 | 0.46623
| 139 | 0 | 0 | 0 | 0 | 0 | 0 | 0.46022 | 0.35 | 0.46022
| 140 | 0 | 0 | 0 | 0 | 0 | 0 | 0.41727 | 0.35 | 0.41727
| 141 | 0 | 0 | 0 | 0 | 0 | 0 | 0.38364 | 0.35 | 0.38364
| 142 | 0 | 0 | 0 | 0 | 0 | 0 | 0.38198 | 0.35 | 0.38198
| 143 | 0 | 0 | 0 | 0 | 0 | 0 | 0.36856 | 0.35 | 0.36856
| 144 | 0 | 0 | 0 | 0 | 0 | 0 | 0.31336 | 0.35 | 0.31336
| 145 | 0 | 0 | 0 | 0 | 0 | 0 | 0.29909 | 0.35 | 0.29909
| 146 | 0 | 0 | 0 | 0 | 0 | 0 | 0.29458 | 0.35 | 0.29458
| 147 | 0 | 0 | 0 | 0 | 0 | 0 | 0.29307 | 0.35 | 0.29307
| 148 | 0 | 0 | 0 | 0 | 0 | 0 | 0.28122 | 0.35 | 0.28122
| 149 | 0 | 0 | 0 | 0 | 0 | 0 | 0.28319 | 0.35 | 0.28319
| 150 | 0 | 0 | 0 | 0 | 0 | 0 | 0.3435 | 0.35 | 0.3435
| 151 | 0 | 0 | 0 | 0.25785 | 0.08208 | 0 | 0.34307 | 0.35 | 0.34307
| 152 | 0 | 0 | 0 | 0.33492 | 0.89176 | 0 | 0.32538 | 0.35 | 0.32538
| 153 | 0 | 0 | 0 | 0.18906 | 4.4908 | 0 | 0.32939 | 0.35 | 0.32939
| 154 | 0 | 0 | 0 | 0.12029 | 8.161 | 0 | 0.33259 | 0.35 | 0.33259
| 155 | 0 | 0 | 0 | 0.399 | 3.8867 | 0 | 0.34164 | 0.35 | 0.34164
| 156 | 0 | 0 | 0 | 0.15747 | 1.014 | 0 | 0.33136 | 0.35 | 0.33136
| 157 | 0 | 0 | 0 | 0.096338 | 0.62552 | 0 | 0.31372 | 0.35 | 0.31372
| 158 | 0 | 0 | 0 | 0.14376 | 0.98667 | 0 | 0.29589 | 0.35 | 0.29589
| 159 | 0 | 0 | 0 | 0.081472 | 1.0361 | 0 | 0.30866 | 0.35 | 0.30866
| 160 | 0 | 0 | 0 | 0 | 0 | 0 | 0.32364 | 0.35 | 0.32364
| 161 | 0 | 0 | 0 | 0 | 0 | 0 | 0.38391 | 0.35 | 0.38391
| 162 | 0 | 0 | 0 | 0 | 0 | 0 | 0.40573 | 0.35 | 0.40573
| 163 | 0 | 0 | 0 | 0 | 0 | 0 | 0.42165 | 0.35 | 0.42165
| 164 | 0 | 0 | 0 | 0 | 0 | 0 | 0.39156 | 0.35 | 0.39156
| 165 | 0 | 0 | 0 | 0 | 0 | 0 | 0.3678 | 0.35 | 0.3678
| 166 | 0 | 0 | 0 | 0 | 0 | 0 | 0.36139 | 0.35 | 0.36139
| 167 | 0 | 0 | 0 | 0 | 0 | 0 | 0.35941 | 0.35 | 0.35941

## yearly_sums
| sums_el_sources | sums_el_sinks | sums_th_sources | sums_th_sinks | sums_others
CombustionHeater: boiler1:air |  |  | 0
CombustionHeater: boiler1:dhw |  |  | 0
CombustionHeater: boiler1:ht_flow |  |  | 0
CombustionHeater: boiler1:ht_flow_high |  |  | 0
CombustionHeater: boiler1:roomheat |  |  | 0
DirectElHeater: deh1 |  | 166.1805
DirectElHeater: deh1:air |  |  | 0
DirectElHeater: deh1:dhw |  |  | 137.0672
DirectElHeater: deh1:ht_flow |  |  | 10.2076
DirectElHeater: deh1:ht_flow_high |  |  | 2.2877
DirectElHeater: deh1:roomheat |  |  | 0
ElDemand: el_hh |  | 7966.043
ElDemand: emob_fix |  | 2207.3049
ElExport: el_pv |  | 6481.142
ElImport: el_emob | 2574.6583
ElImport: el_hp | 14080.7564
ElImport: el_std | 1881.7749
ElStorage: batt1 | 6827.0312 | 7609.3783
ElectricLine: el_emob-el_pv | 0 | 0
ElectricLine: el_hp-el_pv | 4198.2207 | 4240.627
ElectricLine: el_imp-el_pv | 0 | 0
ElectricLine: el_pv-el_emob | 2241.2797 | 2241.2797
ElectricLine: el_pv-el_hp | 6218.6937 | 6218.6937
ElectricLine: el_pv-el_imp | 6084.2681 | 6084.2681
FlexElDemand: emob_flex |  | 2608.633
HeatExchanger: th_ht_flow-th_roomheat:air |  |  | 0 | 0
HeatExchanger: th_ht_flow-th_roomheat:dhw |  |  | 0 | 0
HeatExchanger: th_ht_flow-th_roomheat:ht_flow |  |  | 0 | 47862.2615
HeatExchanger: th_ht_flow-th_roomheat:ht_flow_high |  |  | 0 | 0
HeatExchanger: th_ht_flow-th_roomheat:roomheat |  |  | 47862.2615 | 0
HeatExchanger: th_ht_flow_high-th_roomheat:air |  |  | 0 | 0
HeatExchanger: th_ht_flow_high-th_roomheat:dhw |  |  | 0 | 0
HeatExchanger: th_ht_flow_high-th_roomheat:ht_flow |  |  | 0 | 0
HeatExchanger: th_ht_flow_high-th_roomheat:ht_flow_high |  |  | 0 | 494.9379
HeatExchanger: th_ht_flow_high-th_roomheat:roomheat |  |  | 494.9379 | 0
HeatGains: heat_gains:air |  |  | 0
HeatGains: heat_gains:dhw |  |  | 0
HeatGains: heat_gains:ht_flow |  |  | 0
HeatGains: heat_gains:ht_flow_high |  |  | 0
HeatGains: heat_gains:roomheat |  |  | 34206.3535
Heatpump: ac1 |  | 0
Heatpump: ac1:air |  |  | 0 | 0
Heatpump: ac1:dhw |  |  | 0 | 0
Heatpump: ac1:ht_flow |  |  | 0 | 0
Heatpump: ac1:ht_flow_high |  |  | 0 | 0
Heatpump: ac1:roomheat |  |  | 0 | 0
Heatpump: hp1 |  | 15892.6425
Heatpump: hp1:air |  |  | 0 | 40341.6876
Heatpump: hp1:dhw |  |  | 7812.3724 | 0
Heatpump: hp1:ht_flow |  |  | 47879.153 | 0
Heatpump: hp1:ht_flow_high |  |  | 542.8047 | 0
Heatpump: hp1:roomheat |  |  | 0 | 0
MultiTempStorage: buffsto1:air |  |  | 0 | 0
MultiTempStorage: buffsto1:dhw |  |  | 0 | 0
MultiTempStorage: buffsto1:ht_flow |  |  | 554.5119 | 581.6109
MultiTempStorage: buffsto1:ht_flow_high |  |  | 494.9379 | 545.0924
MultiTempStorage: buffsto1:roomheat |  |  | 0 | 0
MultiTempStorage: dhwsto1:air |  |  | 0 | 0
MultiTempStorage: dhwsto1:dhw |  |  | 5644.2802 | 6088.8537
MultiTempStorage: dhwsto1:ht_flow |  |  | 0 | 0
MultiTempStorage: dhwsto1:ht_flow_high |  |  | 0 | 0
MultiTempStorage: dhwsto1:roomheat |  |  | 0 | 0
PV: pv1 | 15832.1565
PV: pv2 | 0
PV: pv3 | 1777.3532
RoomheatDemand: th_roomheat:air |  |  |  | 0
RoomheatDemand: th_roomheat:dhw |  |  |  | 0
RoomheatDemand: th_roomheat:ht_flow |  |  |  | 0
RoomheatDemand: th_roomheat:ht_flow_high |  |  |  | 0
RoomheatDemand: th_roomheat:roomheat |  |  |  | 66169.4441
SolarThermal: st1:air |  |  | 0
SolarThermal: st1:dhw |  |  | 0
SolarThermal: st1:ht_flow |  |  | 0
SolarThermal: st1:ht_flow_high |  |  | 0
SolarThermal: st1:roomheat |  |  | 0
ThDemand: th_dhw:air |  |  |  | 0
ThDemand: th_dhw:dhw |  |  |  | 7504.8661
ThDemand: th_dhw:ht_flow |  |  |  | 0
ThDemand: th_dhw:ht_flow_high |  |  |  | 0
ThDemand: th_dhw:roomheat |  |  |  | 0
ThExport: excess_heat:air |  |  |  | 0
ThExport: excess_heat:dhw |  |  |  | 0
ThExport: excess_heat:ht_flow |  |  |  | 0
ThExport: excess_heat:ht_flow_high |  |  |  | 0
ThExport: excess_heat:roomheat |  |  |  | 15262.2727
ThImport: th_air:air |  |  | 40341.6876
ThImport: th_air:dhw |  |  | 0
ThImport: th_air:ht_flow |  |  | 0
ThImport: th_air:ht_flow_high |  |  | 0
ThImport: th_air:roomheat |  |  | 0
ThInertia: th-inertia:air |  |  | 0 | 0
ThInertia: th-inertia:dhw |  |  | 0 | 0
ThInertia: th-inertia:ht_flow |  |  | 0 | 0
ThInertia: th-inertia:ht_flow_high |  |  | 0 | 0
ThInertia: th-inertia:roomheat |  |  | 2637.9699 | 3769.8059
elec. price: el_emob |  |  |  |  | 2745.9678
elec. price: el_hp |  |  |  |  | 2745.9678
elec. price: el_std |  |  |  |  | 3067.7525
pmax_t: PV: pv1 |  |  |  |  | 16073.4746
pmax_t: PV: pv2 |  |  |  |  | 0
pmax_t: PV: pv3 |  |  |  |  | 1809.4618
qmax_t: SolarThermal: st1: dhw |  |  |  |  | 0
qmax_t: SolarThermal: st1: ht_flow |  |  |  |  | 0
qmax_t: SolarThermal: st1: ht_flow_high |  |  |  |  | 0

## key_facts
0
COSTS
Total costs (annuity) [€/a] | 12138.6593
OPEX total [€/a] | 5404.1289
CO2 costs [€/a] | 840.5214
CAPEX (annuity) [€/a] | 5894.009
CAPEX (present values) [€] | 176273.2943
CAPEX PV (present values) [€] | 41927.7645
CAPEX Battery Storage (present values) [€] | 34385.9395
CAPEX Refurbishment (present values) [€] | 0
CAPEX Heating (present values) [€] | 99959.5722
Electricity costs household [€/a] | 1258.6212
Electricity costs heat [€/a] | 3841.4239
Electricity costs e-mob [€/a] | 782.2926
Fuel costs [€/a] | 0
Feed-in revenues [€/a] | -478.2091
INSTALLED CAPACITIES
PV [kWp] | 21.2
Heatpump [kW_th] | 18.7653
Air Conditioning [kW_th] | 0
Direct Electric Heater [kW_th] | 5.9837
Boiler [kW_th] | 0
Battery Storage [kWh] | 38.0469
Buffer storage [l] | 134.7759
Buffer storage energy @dT=10°C [kWh_th] | 1.5674
Hot water storage [l] | 284.8375
Hot water storage energy @dT=55°C [kWh_th] | 18.2196
Thermal inertia used [kWh_th] | 16.6667
YEARLY ENERGY BALANCES
PV generation [kWh] | 17609.5098
PV curtailment [kWh] | 273.4266
PV generation used [kWh] | 10346.0207
Excess PV generation Feed-in [kWh] | -7263.4891
Electricity import Household [kWh] | 1881.7749
Electricity import Heating [kWh] | 14080.7564
Electricity import e-mobility [kWh] | 2574.6583
Electricity demand Household [kWh] | 7966.043
Electricity demand Heatpump [kWh] | 15892.6425
Electricity demand Air Conditioning [kWh] | 0
Electricity demand Direct Electric Heater [kWh] | 166.1805
Electricity demand for heating total [kWh] | 16058.8231
Electricity demand for e-mobility [kWh] | 4815.938
Electricity demand total [kWh] | 29665.5573
Thermal demand roomheat | 66169.4441
Thermal demand hot water | 7504.8661
Thermal demand total | 73674.3102
Thermal generation Boiler [kWh] | 0
Thermal generation Heatpump [kWh] | 56234.3302
Thermal generation Air Conditioning [kWh] | 0
Thermal generation Direct Electric Heater [kWh] | 149.5625
PV generation used for heating [kWh] | 4423.6569
PV generation used for charging EVs [kWh] | 1594.3304
PV generation used for household [kWh] | 4328.0334
OTHER PARAMETERS
Self-sufficiency ratio (autarky) | 0.34876
Self-consumption ratio | 0.58752
Self-sufficiency electrical heat generation | 0.27547
Self-sufficiency EV charging | 0.33105
Self-sufficiency household | 0.54331
Share of green el. charge into battery | 0.44828
COP (yearly average) | 3.5384
SCOP Winter | 3.3253
Battery cycles | 2691.5594
Specific PV generation [kWh/kWp] | 843.5347
LCOE PV generation | 0.083464
LCOE self generation | 0.21261
LCOE total demand | 0.29652
LCOH | 0.15354

## ts_plot_summer
| Temp. air in °C | CO2 eq. [kg/kWh] | elec. price household [€/kWh] | elec. price heating [€/kWh] | elec. price e-mob. [€/kWh] | Helper variable: neg. sum el | Feed-in | Battery-charge | Battery-discharge | PV | PV curtailed | Grid-demand | Grid-heatpump | Grid-eMob | El. Demand | El. Demand with heating / AC | Total El. Demand incl. EV charging | Helper variable: neg. sum th | Dhw-storage-charge | Buffer-storage-charge | Buffer-storage-charge-HT | Th. inertia-charge | Heat gains used | Solar-thermal | Heatpump-el | Heatpump-ambient heat | Gas boiler | Direct el. heater | Dhw-storage-discharge | Buffer-storage-discharge | Buffer-storage-discharge-HT | Th. inertia-discharge | Roomheat Demand | Th. Demand | Heat gains | Qmax solar-thermal
0 | 11.01 | 0.22531 | 0.35 | 0.25861 | 0.25861 | 0 | 0 | 0 | 0 | 0 | 0 | -3.3307e-16 | 1.4133 | 0 | 0.51172 | 1.4081 | 1.4081 | 0 | 0 | 0 | 0 | 0 | 1.5417 | 0 | 0.89637 | 4.2036 | 0 | 0 | 0 | 0 | 0 | 0 | 6.6416 | 6.6416 | 1.5417 | 0
1 | 10.74 | 0.22015 | 0.35 | 0.24536 | 0.24536 | 0 | 0 | 0 | 0 | 0 | 0 | -3.3307e-16 | 0.8488 | 0 | 0.42677 | 0.84449 | 0.84449 | 0 | 0 | 0 | 0 | 0 | 1.5417 | 0 | 0.41772 | 1.9266 | 0 | 0 | 0 | 0 | 0 | 0 | 3.886 | 3.886 | 1.5417 | 0
2 | 10.12 | 0.21822 | 0.35 | 0.22152 | 0.22152 | 0 | 0 | 0 | 0 | 0 | 0 | -3.3307e-16 | 1.0928 | 0 | 0.38187 | 1.0889 | 1.0889 | 0 | 0 | 0 | 0 | 0 | 1.5417 | 0 | 0.70703 | 2.671 | 0 | 0 | 0 | 0 | 0 | 0 | 4.344 | 4.9197 | 1.5417 | 0
3 | 9.72 | 0.21479 | 0.35 | 0.21595 | 0.21595 | 0 | 0 | 0 | 0 | 0 | 0 | -1.6653e-16 | 0.93855 | 0 | 0.36122 | 0.9349 | 0.9349 | 0 | 0 | 0 | 0 | 0 | 1.5417 | 0 | 0.57368 | 2.5242 | 0 | 0 | 0 | 0 | 0 | 0 | 4.6395 | 4.6395 | 1.5417 | 0
4 | 9.54 | 0.22338 | 0.35 | 0.21263 | 0.21263 | 0 | 0 | 0 | 0 | 0 | 0 | -3.3307e-16 | 1.185 | 0 | 0.38887 | 1.181 | 1.181 | 0 | 0 | 0 | 0 | 0 | 1.5417 | 0 | 0.79218 | 3.0143 | 0 | 0 | 0 | 0 | 0 | 0 | 4.7725 | 5.3482 | 1.5417 | 0
5 | 9.55 | 0.24281 | 0.35 | 0.25589 | 0.25589 | 0 | 0 | 0 | 0 | 1.2548 | 6.1765e-08 | -3.3307e-16 | 0 | 0 | 0.57657 | 1.2548 | 1.2548 | -2.0143 | 2.0143 | 0 | 0 | 0 | 4.7651 | 0 | 0.67823 | 1.3361 | 0 | 0 | 0 | 0 | 0 | 0 | 4.7651 | 4.7651 | 5.5722 | 0
6 | 10.01 | 0.23973 | 0.35 | 0.27994 | 0.27994 | -0.29731 | 0.29731 | 0 | 0 | 2.4673 | -2.1011e-08 | -3.3307e-16 | 0 | 0 | 0.49901 | 2.17 | 2.17 | -7.6182 | 5.014 | 0 | 0 | 2.6042 | 9.9845 | 0 | 1.671 | 3.3431 | 0 | 0 | 0 | 0 | 0 | 0 | 7.3804 | 7.3804 | 9.9845 | 0
7 | 10.7 | 0.22596 | 0.35 | 0.29105 | 0.29105 | -2.7604 | 2.7604 | 0 | 0 | 3.2094 | 1.7881e-07 | -3.3307e-16 | 0 | 0 | 0.449 | 0.449 | 0.449 | -4.2013 | 0 | 0 | 0 | 4.2013 | 11.0719 | 0 | 0 | 0 | 0 | 0 | 6.8443 | 0 | 0 | 0 | 6.8706 | 13.7149 | 11.0719 | 0
8 | 11.43 | 0.21589 | 0.35 | 0.26558 | 0.26558 | -2.0098 | 2.0098 | 0 | 0 | 2.7899 | -2.566e-07 | -3.3307e-16 | 0 | 0 | 0.5944 | 0.7801 | 0.7801 | 0 | 0 | 0 | 0 | 0 | 4.6817 | 0 | 0.1857 | 0.38999 | 0 | 0 | 0 | 0 | 0 | 1.6496 | 6.3313 | 6.907 | 4.6817 | 0
9 | 12.41 | 0.20618 | 0.35 | 0.26201 | 0.26201 | -2.0699 | 2.0699 | 0 | 0 | 2.9074 | 1.0371e-07 | -6.6613e-16 | 0 | 0 | 0.83751 | 0.83751 | 0.83751 | 0 | 0 | 0 | 0 | 0 | 4.7989 | 0 | 0 | 0 | 0 | 0 | 0 | 0 | 0 | 0.80844 | 5.6073 | 5.6073 | 4.7989 | 0
10 | 13.39 | 0.19452 | 0.35 | 0.25179 | 0.25179 | -6.355 | 6.355 | 0 | 0 | 7.0509 | 1.1802e-07 | -3.3307e-16 | 0 | 0 | 0.69592 | 0.69592 | 0.69592 | -4.0024 | 0 | 0 | 0 | 4.0024 | 8.8857 | 0 | 0 | 0 | 0 | 0 | 0 | 0 | 0 | 0 | 4.8833 | 4.8833 | 8.8857 | 0
11 | 14.15 | 0.18674 | 0.35 | 0.23369 | 0.23369 | -8.2885 | 1.9005 | 6.3879 | 0 | 9.2456 | -2.563e-08 | -3.3307e-16 | 0 | 0 | 0.57689 | 0.9571 | 0.9571 | -2.3478 | 0 | 1.2511 | 0 | 1.0968 | 5.4186 | 0 | 0.38021 | 0.87087 | 0 | 0 | 0 | 0 | 0 | 0 | 4.3218 | 4.3218 | 9.7087 | 0
12 | 14.24 | 0.19078 | 0.35 | 0.21718 | 0.21718 | -9.2956 | 0 | 9.2956 | 0 | 10.3813 | -6.5923e-07 | -3.3307e-16 | 0 | 0 | 0.62008 | 1.0857 | 1.0857 | -4.8525 | 0 | 0 | 0 | 4.8525 | 9.1078 | 0 | 0.46565 | 1.0695 | 0 | 0 | 0 | 0 | 0 | 0 | 4.2553 | 5.7905 | 9.1078 | 0
13 | 15.12 | 0.18545 | 0.35 | 0.20547 | 0.20547 | -0.82149 | 0 | 0.82149 | 0 | 6.36 | -1.7881e-09 | -3.3307e-16 | 0 | 0 | 0.66122 | 5.5385 | 5.5385 | -19.1854 | 10.5769 | 4.9074 | 0 | 3.7011 | 7.3063 | 0 | 4.8773 | 11.5026 | 0 | 0 | 0 | 0 | 0 | 0 | 3.6052 | 4.5007 | 7.3063 | 0
14 | 14.66 | 0.18666 | 0.35 | 0.20172 | 0.20172 | -4.9261 | 0 | 4.9261 | 0 | 5.3372 | 4.1127e-08 | -3.3307e-16 | 0 | 0 | 0.40177 | 0.41101 | 0.41101 | -2.2659 | 0 | 0.03073 | 0 | 2.2352 | 6.1802 | 0 | 0.0092388 | 0.021491 | 0 | 0 | 0 | 0 | 0 | 0 | 3.9451 | 3.9451 | 6.1802 | 0
15 | 14.47 | 0.19132 | 0.35 | 0.19386 | 0.19386 | -4.0313 | 0 | 4.0313 | 0 | 4.4105 | 6.1095e-08 | -1.6653e-16 | 0 | 0 | 0.36998 | 0.37925 | 0.37925 | -0.36557 | 0 | 0.03073 | 0 | 0.33484 | 4.4203 | 0 | 0.0092758 | 0.021454 | 0 | 0 | 0 | 0 | 0 | 0 | 4.0854 | 4.0854 | 5.3002 | 0
16 | 14.3 | 0.21485 | 0.35 | 0.19643 | 0.19643 | -0.62614 | 0 | 0.62614 | 0 | 1.2663 | 1.0401e-07 | -3.3307e-16 | 0 | 0 | 0.40564 | 0.64019 | 0.64019 | -0.36557 | 0 | 0.03073 | 0 | 0.33484 | 3.0519 | 0 | 0.23455 | 1.2901 | 0 | 0 | 0 | 0 | 0 | 0 | 4.211 | 4.211 | 3.0519 | 0
17 | 13.68 | 0.25444 | 0.35 | 0.22422 | 0.22422 | -0.92385 | 0 | 0.92385 | 0 | 2.0435 | -3.621e-08 | -6.6613e-16 | 0 | 0 | 0.82419 | 1.1196 | 1.1196 | -0.36557 | 0 | 0.03073 | 0 | 0.33484 | 3.1579 | 0 | 0.29542 | 1.5813 | 0 | 0 | 0 | 0 | 0 | 0 | 4.6691 | 4.6691 | 3.1579 | 0
18 | 12.94 | 0.30699 | 0.35 | 0.27548 | 0.27548 | 0 | 0 | 0 | 8.899 | 0.15316 | -3.9116e-10 | -6.6613e-16 | 0 | 0 | 0.85024 | 1.3951 | 9.0521 | -0.0046059 | 0 | 0 | 0.0046059 | 0 | 1.8189 | 0 | 0.54486 | 2.8566 | 0 | 0 | 0 | 0 | 0 | 0 | 5.2158 | 5.2158 | 1.8189 | 0
19 | 12.13 | 0.29876 | 0.35 | 0.30579 | 0.30579 | 0 | 0 | 0 | 2.4694 | 0 | 0 | -1.3323e-15 | 0 | 0 | 1.6994 | 1.7002 | 2.4694 | -0.0046059 | 0 | 0 | 0.0046059 | 0 | 1.5417 | 0 | 0.0007663 | 0.0038396 | 0 | 0 | 0.57569 | 0 | 0 | 4.2725 | 5.8142 | 6.3899 | 1.5417 | 0
20 | 11.96 | 0.29512 | 0.35 | 0.31312 | 0.31312 | 0 | 0 | 0 | 1.8947 | 0 | 0 | -6.6613e-16 | 0 | 0 | 1.1255 | 1.1255 | 1.8947 | 0 | 0 | 0 | 0 | 0 | 1.5417 | 0 | 0 | 0 | 0 | 0 | 1.1514 | 0 | 0 | 4.3981 | 5.9398 | 7.0911 | 1.5417 | 0
21 | 11.86 | 0.29699 | 0.35 | 0.30892 | 0.30892 | 0 | 0 | 0 | 1.9931 | 0 | 0 | -6.6613e-16 | 0 | 0 | 0.77492 | 1.2239 | 1.9931 | 0 | 0 | 0 | 0 | 0 | 1.5417 | 0 | 0.44895 | 2.2148 | 0 | 0 | 0.44776 | 0 | 0 | 1.8082 | 6.0136 | 6.4614 | 1.5417 | 0
22 | 11.52 | 0.27057 | 0.35 | 0.27415 | 0.27415 | 0 | 0 | 0 | 1.4161 | 0 | 0 | -3.3307e-16 | 0 | 0 | 0.64691 | 0.64691 | 1.4161 | 0 | 0 | 0 | 0 | 0 | 1.5417 | 0 | 0 | 0 | 0 | 0 | 0 | 1.092 | 0 | 3.6311 | 6.2648 | 6.2648 | 1.5417 | 0
23 | 11.46 | 0.25041 | 0.35 | 0.22848 | 0.22848 | 0 | 0 | 0 | 1.39 | 0 | 0 | -3.3307e-16 | 0 | 0 | 0.6208 | 0.6208 | 1.39 | 0 | 0 | 0 | 0 | 0 | 1.5417 | 0 | 0 | 0 | 0 | 0 | 0 | 4.7587 | 0.0088271 | 0 | 6.3091 | 6.3091 | 1.5417 | 0
24 | 11.09 | 0.24651 | 0.35 | 0.22392 | 0.22392 | 0 | 0 | 0 | 1.1149 | 0 | 0 | -1.6653e-16 | 0 | 0 | 0.34567 | 0.34567 | 1.1149 | -1.5417 | 0 | 0 | 0 | 1.5417 | 1.5417 | 0 | 0 | 0 | 0 | 0 | 0 | 0 | 0 | 0 | 0 | 0 | 1.5417 | 0
25 | 10.84 | 0.24878 | 0.35 | 0.21506 | 0.21506 | 0 | 0 | 0 | 1.1572 | 0 | 0 | -3.3307e-16 | 0 | 0 | 0.38797 | 0.38797 | 1.1572 | 0 | 0 | 0 | 0 | 0 | 0 | 0 | 0 | 0 | 0 | 0 | 0 | 0 | 0 | 0 | 0 | 0 | 1.5417 | 0
26 | 10.78 | 0.25609 | 0.35 | 0.21101 | 0.21101 | 0 | 0 | 0 | 1.1689 | 0 | 0 | -3.3307e-16 | 0 | 0 | 0.39963 | 0.39963 | 1.1689 | 0 | 0 | 0 | 0 | 0 | 0 | 0 | 0 | 0 | 0 | 0 | 0 | 0 | 0 | 0 | 0 | 0 | 1.5417 | 0
27 | 10.37 | 0.28458 | 0.35 | 0.20121 | 0.20121 | 0 | 0 | 0 | 1.1541 | 0 | 0 | -3.3307e-16 | 0 | 0 | 0.38488 | 0.38488 | 1.1541 | 0 | 0 | 0 | 0 | 0 | 0 | 0 | 0 | 0 | 0 | 0 | 0 | 0 | 0 | 0 | 0 | 0 | 1.5417 | 0
28 | 9.88 | 0.30175 | 0.35 | 0.20137 | 0.20137 | 0 | 0 | 0 | 1.2407 | 0 | 0 | -3.3307e-16 | 0 | 0 | 0.47143 | 0.47143 | 1.2407 | 0 | 0 | 0 | 0 | 0 | 0 | 0 | 0 | 0 | 0 | 0 | 0 | 0 | 0 | 0 | 0 | 0 | 1.5417 | 0
29 | 10.19 | 0.28423 | 0.35 | 0.24871 | 0.24871 | 0 | 0 | 0 | 0.5846 | 0.59287 | -2.9653e-08 | -3.3307e-16 | 0 | 0 | 0.40824 | 0.40824 | 1.1775 | 0 | 0 | 0 | 0 | 0 | 0 | 0 | 0 | 0 | 0 | 0 | 0.51172 | 0 | 0 | 0 | 0 | 0.51172 | 2.6777 | 0
30 | 12.05 | 0.24997 | 0.35 | 0.28214 | 0.28214 | 0 | 0 | 0 | 0 | 2.3421 | -2.2948e-08 | -1.6653e-16 | 0 | 0 | 0.36015 | 0.36015 | 2.3421 | 0 | 0 | 0 | 0 | 0 | 0 | 0 | 0 | 0 | 0 | 0 | 0.51172 | 0 | 0 | 0 | 0 | 0.51172 | 7.5234 | 0
31 | 13.78 | 0.20649 | 0.35 | 0.26356 | 0.26356 | 0 | 0 | 0 | 0 | 3.0466 | 1.4752e-07 | -3.3307e-16 | 0 | 0 | 0.37786 | 0.37786 | 3.0466 | 0 | 0 | 0 | 0 | 0 | 0 | 0 | 0 | 0 | 0 | 0 | 5.9487 | 0 | 0 | 0 | 0 | 5.9487 | 11.4294 | 0
32 | 15.49 | 0.189 | 0.35 | 0.24328 | 0.24328 | -4.1761 | 4.1761 | 0 | 0 | 4.5527 | -2.4706e-07 | -3.3307e-16 | 0 | 0 | 0.37661 | 0.37661 | 0.37661 | -6.3145 | 0 | 0 | 0 | 6.3145 | 6.3145 | 0 | 0 | 0 | 0 | 0 | 0.44776 | 0 | 0 | 0 | 0 | 0.44776 | 12.5154 | 0
33 | 16.72 | 0.17772 | 0.35 | 0.22321 | 0.22321 | -7.7039 | 7.7039 | 0 | 0 | 8.0729 | 3.5763e-08 | -1.6653e-16 | 0 | 0 | 0.36893 | 0.36893 | 0.36893 | 0 | 0 | 0 | 0 | 0 | 0 | 0 | 0 | 0 | 0 | 0 | 0 | 0 | 0 | 0 | 0 | 0 | 12.0701 | 0
34 | 17.96 | 0.17773 | 0.35 | 0.217 | 0.217 | -7.7099 | 7.7099 | 0 | 0 | 8.4279 | -1.6034e-07 | -3.3307e-16 | 0 | 0 | 0.55616 | 0.718 | 0.718 | 0 | 0 | 0 | 0 | 0 | 0 | 0 | 0.16184 | 0.41385 | 0 | 0 | 0 | 0 | 0 | 0 | 0 | 0.57569 | 10.1263 | 0
35 | 18.77 | 0.17464 | 0.35 | 0.21022 | 0.21022 | 0 | 0 | 0 | 0 | 2.1349 | 7.3127 | -6.6613e-16 | 0 | 0 | 0.79729 | 2.1349 | 2.1349 | -4.834 | 4.834 | 0 | 0 | 0 | 0 | 0 | 1.3376 | 3.4964 | 0 | 0 | 0 | 0 | 0 | 0 | 0 | 0 | 9.8678 | 0
36 | 19.16 | 0.17281 | 0.35 | 0.20216 | 0.20216 | 0 | 0 | 0 | 0 | 6.06 | 6.2379 | -6.6613e-16 | 0 | 0 | 0.91722 | 6.06 | 6.06 | -13.724 | 13.5938 | 0.13019 | 0 | 0 | 0 | 0 | 4.9982 | 13.2011 | 0 | 0.13019 | 0 | 0 | 0 | 0 | 0 | 4.6055 | 8.8275 | 0
37 | 19.27 | 0.17584 | 0.35 | 0.18696 | 0.18696 | -8.8213 | 0 | 8.8213 | 0 | 11.4664 | 2.0103 | -6.6613e-16 | 0 | 0 | 0.89408 | 2.6452 | 2.6452 | -6.1085 | 0.092018 | 6.0165 | 0 | 0 | 0 | 0 | 1.6488 | 4.3676 | 0 | 0.092018 | 0 | 0 | 0 | 0 | 0 | 0 | 6.3156 | 0
38 | 19.01 | 0.19199 | 0.35 | 0.18917 | 0.18917 | -12.8565 | 0 | 12.8565 | 0 | 13.34 | 6.1989e-07 | -3.3307e-16 | 0 | 0 | 0.44972 | 0.48353 | 0.48353 | -6.3207 | 0.092018 | 0.03073 | 0 | 6.198 | 6.198 | 0 | 0.033808 | 0.08894 | 0 | 0 | 0 | 0 | 0 | 0 | 0 | 0 | 6.198 | 0
39 | 18.96 | 0.20865 | 0.35 | 0.18502 | 0.18502 | -9.1958 | 0 | 9.1958 | 0 | 9.8922 | -2.9087e-07 | -3.3307e-16 | 0 | 0 | 0.66255 | 0.69639 | 0.69639 | -0.12275 | 0.092018 | 0.03073 | 0 | 0 | 0 | 0 | 0.033841 | 0.088907 | 0 | 0 | 0 | 0 | 0 | 0 | 0 | 0 | 6.1423 | 0
40 | 18.65 | 0.24819 | 0.35 | 0.19691 | 0.19691 | -3.1346 | 0 | 3.1346 | 0 | 4.3176 | -2.0921e-07 | -6.6613e-16 | 0 | 0 | 0.97156 | 1.183 | 1.183 | -0.12275 | 0.092018 | 0.03073 | 0 | 0 | 0 | 0 | 0.21145 | 0.55094 | 0 | 0 | 0 | 0 | 0 | 0 | 0 | 0.63965 | 4.5887 | 0
41 | 18.06 | 0.27372 | 0.35 | 0.2606 | 0.2606 | -2.0186 | 1.9508 | 0.067771 | 0 | 2.6165 | 2.2352e-08 | -3.3307e-16 | 0 | 0 | 0.40193 | 0.59789 | 0.59789 | -3.4499 | 0.092018 | 0.03073 | 0 | 3.3272 | 3.3272 | 0 | 0.19596 | 0.50248 | 0 | 0 | 0 | 0 | 0 | 0 | 0 | 0.57569 | 3.3272 | 0
42 | 16.93 | 0.30808 | 0.35 | 0.29529 | 0.29529 | 0 | 0 | 0 | 0.47129 | 0.90899 | 1.3858e-08 | -3.3307e-16 | 0 | 0 | 0.61105 | 0.61105 | 1.3803 | 0 | 0 | 0 | 0 | 0 | 0 | 0 | 0 | 0 | 0 | 0 | 1.1514 | 0 | 0 | 0 | 0 | 1.1514 | 2.1445 | 0
43 | 15.73 | 0.32364 | 0.35 | 0.33593 | 0.33593 | 0 | 0 | 0 | 1.7169 | 0 | 0 | -6.6613e-16 | 0 | 0 | 0.94767 | 0.94767 | 1.7169 | -1.5417 | 0 | 0 | 0 | 1.5417 | 1.5417 | 0 | 0 | 0 | 0 | 0 | 1.2793 | 0 | 0 | 0 | 0 | 1.2793 | 1.5417 | 0
44 | 14.82 | 0.32657 | 0.35 | 0.3395 | 0.3395 | 0 | 0 | 0 | 2.2674 | 0 | 0 | -6.6613e-16 | 0 | 0 | 1.4982 | 1.4982 | 2.2674 | 0 | 0 | 0 | 0 | 0 | 0 | 0 | 0 | 0 | 0 | 0 | 0.51172 | 0 | 0 | 0 | 0 | 0.51172 | 1.5417 | 0
45 | 14.17 | 0.33028 | 0.35 | 0.33245 | 0.33245 | 0 | 0 | 0 | 2.3972 | 0 | 0 | -1.3323e-15 | 0 | 0 | 1.6279 | 1.6279 | 2.3972 | -1.5417 | 0 | 0 | 0 | 1.5417 | 1.5417 | 0 | 0 | 0 | 0 | 0 | 0 | 0 | 0 | 0 | 0 | 0 | 1.5417 | 0
46 | 13.88 | 0.32713 | 0.35 | 0.32105 | 0.32105 | 0 | 0 | 0 | 2.0733 | 0 | 0 | -6.6613e-16 | 0 | 0 | 1.3041 | 1.3041 | 2.0733 | 0 | 0 | 0 | 0 | 0 | 0 | 0 | 0 | 0 | 0 | 0 | 0 | 0 | 0 | 0 | 0 | 0 | 1.5417 | 0
47 | 13.51 | 0.30799 | 0.35 | 0.29682 | 0.29682 | 0 | 0 | 0 | 1.5258 | 0 | 0 | -6.6613e-16 | 0 | 0 | 0.75654 | 0.75654 | 1.5258 | -1.5417 | 0 | 0 | 0 | 1.5417 | 1.5417 | 0 | 0 | 0 | 0 | 0 | 0 | 0 | 0 | 0 | 0 | 0 | 1.5417 | 0
48 | 12.98 | 0.29298 | 0.35 | 0.29481 | 0.29481 | 0 | 0 | 0 | 1.3276 | 0 | 0 | -3.3307e-16 | 0 | 0 | 0.55835 | 0.55835 | 1.3276 | 0 | 0 | 0 | 0 | 0 | 1.5417 | 0 | 0 | 0 | 0 | 0 | 0 | 0 | 0 | 3.6445 | 5.1862 | 5.1862 | 1.5417 | 0
49 | 12.3 | 0.28449 | 0.35 | 0.28136 | 0.28136 | 0 | 0 | 0 | 0.79566 | 0 | 0 | -3.3307e-16 | 0 | 0.3675 | 0.39393 | 0.39393 | 1.1632 | 0 | 0 | 0 | 0 | 0 | 1.5417 | 0 | 0 | 0 | 0 | 0 | 0 | 0 | 0 | 1.1918 | 2.7335 | 2.7335 | 1.5417 | 0
50 | 11.85 | 0.27909 | 0.35 | 0.28229 | 0.28229 | 0 | 0 | 0 | 0.34949 | 0 | 0 | -1.6653e-16 | 0 | 0.76923 | 0.34949 | 0.34949 | 1.1187 | 0 | 0 | 0 | 0 | 0 | 1.5417 | 0 | 0 | 0 | 0 | 0 | 0 | 0 | 0 | 1.5243 | 3.0659 | 3.0659 | 1.5417 | 0
51 | 12.12 | 0.28745 | 0.35 | 0.28001 | 0.28001 | 0 | 0 | 0 | 0.35861 | 0 | 0 | -1.6653e-16 | 0 | 0.76923 | 0.35861 | 0.35861 | 1.1278 | 0 | 0 | 0 | 0 | 0 | 1.5417 | 0 | 0 | 0 | 0 | 0 | 0 | 0 | 0 | 1.3248 | 2.8665 | 2.8665 | 1.5417 | 0
52 | 12.37 | 0.29265 | 0.35 | 0.2696 | 0.2696 | 0 | 0 | 0 | 0 | 0 | 0 | -3.3307e-16 | 0.39389 | 10.7692 | 0.38995 | 0.38995 | 11.1592 | 0 | 0 | 0 | 0 | 0 | 1.5417 | 0 | 0 | 0 | 0 | 0 | 0 | 0 | 0 | 1.1401 | 2.6818 | 2.6818 | 1.5417 | 0
53 | 12.86 | 0.30614 | 0.35 | 0.30188 | 0.30188 | 0 | 0 | 0 | 1.211 | 0.047321 | 3.0734e-09 | -3.3307e-16 | 0 | 0 | 0.48906 | 0.48906 | 1.2583 | 0 | 0 | 0 | 0 | 0 | 1.7528 | 0 | 0 | 0 | 0 | 0 | 0 | 0 | 0 | 0.56694 | 2.3198 | 2.3198 | 1.7528 | 0
54 | 13.27 | 0.29933 | 0.35 | 0.3433 | 0.3433 | 0 | 0 | 0 | 0.63487 | 0.60742 | -1.125e-08 | -3.3307e-16 | 0 | 0 | 0.47306 | 0.47306 | 1.2423 | 0 | 0 | 0 | 0 | 0 | 2.5218 | 0 | 0 | 0 | 0 | 0 | 0 | 0 | 0 | 2.4501 | 4.972 | 4.972 | 2.5218 | 0
55 | 13.53 | 0.27808 | 0.35 | 0.35546 | 0.35546 | 0 | 0 | 0 | 1.2163 | 0.60684 | -2.5928e-08 | -6.6613e-16 | 0 | 0 | 1.054 | 1.054 | 1.8232 | 0 | 0 | 0 | 0 | 0 | 2.5218 | 0 | 0 | 0 | 0 | 0 | 8.5713 | 0.22583 | 0 | 2.0322 | 4.7799 | 13.3512 | 2.5218 | 0
56 | 14.88 | 0.25755 | 0.35 | 0.33831 | 0.33831 | -0.77404 | 0 | 0.77404 | 0 | 1.2567 | -4.5002e-08 | -3.3307e-16 | 0 | 0 | 0.39112 | 0.48269 | 0.48269 | 0 | 0 | 0 | 0 | 0 | 3.1476 | 0 | 0.091569 | 0.54336 | 0 | 0 | 0 | 0 | 0 | 0 | 3.7825 | 3.7825 | 3.1476 | 0
57 | 16.19 | 0.24844 | 0.35 | 0.32649 | 0.32649 | -2.2704 | 0 | 2.2704 | 0 | 2.6645 | 8.3148e-08 | -3.3307e-16 | 0 | 0 | 0.39417 | 0.39417 | 0.39417 | -1.8023 | 0 | 0 | 0 | 1.8023 | 4.617 | 0 | 0 | 0 | 0 | 0 | 0 | 0 | 0 | 0 | 2.8147 | 2.8147 | 4.617 | 0
58 | 16.71 | 0.24259 | 0.35 | 0.31466 | 0.31466 | -0.16041 | 0 | 0.16041 | 0 | 1.6934 | -8.7768e-08 | -1.3323e-15 | 0 | 0 | 1.533 | 1.533 | 1.533 | -0.15353 | 0 | 0 | 0 | 0.15353 | 2.5841 | 0 | 0 | 0 | 0 | 0 | 0 | 0 | 0 | 0 | 2.4306 | 2.4306 | 3.6771 | 0
59 | 16.34 | 0.2303 | 0.35 | 0.30208 | 0.30208 | -4.957 | 0 | 4.957 | 0 | 6.4981 | -1.4424e-07 | -1.3323e-15 | 0 | 0 | 1.5411 | 1.5411 | 1.5411 | -5.5551 | 0 | 0 | 0 | 5.5551 | 8.259 | 0 | 0 | 0 | 0 | 0 | 0.51172 | 0 | 0 | 0 | 2.7039 | 3.2156 | 8.259 | 0
60 | 16.57 | 0.23401 | 0.35 | 0.28185 | 0.28185 | -3.6652 | 0 | 3.6652 | 0 | 5.3781 | 1.1086e-07 | -6.6613e-16 | 0 | 0 | 1.1028 | 1.7128 | 1.7128 | -4.7357 | 0 | 0 | 0 | 4.7357 | 7.2697 | 0 | 0.61009 | 1.5008 | 0 | 0 | 0 | 0 | 0 | 0 | 2.534 | 4.6448 | 7.2697 | 0
61 | 17.47 | 0.25491 | 0.35 | 0.25697 | 0.25697 | -1.5945 | 0 | 1.5945 | 0 | 6.142 | 2.1696e-07 | -3.3307e-16 | 0 | 0 | 0.72665 | 4.5474 | 4.5474 | -19.015 | 13.3939 | 0 | 0.14413 | 5.477 | 7.3462 | 0 | 3.8208 | 9.7172 | 0 | 0 | 0 | 0 | 0 | 0 | 1.8691 | 1.8691 | 7.3462 | 0
62 | 17.09 | 0.28347 | 0.35 | 0.25742 | 0.25742 | -0.89525 | 0 | 0.89525 | 0 | 1.2902 | -7.1079e-08 | -3.3307e-16 | 0 | 0 | 0.39492 | 0.39492 | 0.39492 | -0.94413 | 0 | 0 | 0 | 0.94413 | 3.094 | 0 | 0 | 0 | 0 | 0 | 0 | 0 | 0 | 0 | 2.1498 | 2.1498 | 3.094 | 0
63 | 17.23 | 0.30469 | 0.35 | 0.26033 | 0.26033 | -0.19863 | 0 | 0.19863 | 0 | 1.1494 | -2.2724e-08 | -6.6613e-16 | 0 | 0 | 0.9496 | 0.95074 | 0.95074 | -0.91627 | 0 | 0 | 0.0086145 | 0.90765 | 2.9541 | 0 | 0.001137 | 0.0074774 | 0 | 0 | 0 | 0 | 0 | 0 | 2.0464 | 2.0464 | 2.9541 | 0
64 | 16.93 | 0.34402 | 0.35 | 0.27288 | 0.27288 | -0.054791 | 0 | 0.054791 | 0 | 0.83431 | -5.8115e-09 | -6.6613e-16 | 0 | 0 | 0.77894 | 0.77951 | 0.77951 | -0.33916 | 0 | 0 | 0.004318 | 0.33484 | 2.6029 | 0 | 0.00057618 | 0.0037418 | 0 | 0 | 0 | 0 | 0 | 0 | 2.268 | 2.268 | 2.6324 | 0
65 | 15.99 | 0.39279 | 0.35 | 0.30122 | 0.30122 | 0 | 0 | 0 | 0.067679 | 0.50513 | -2.3209e-08 | -3.3307e-16 | 0 | 0 | 0.57281 | 0.57281 | 0.57281 | 0 | 0 | 0 | 0 | 0 | 2.2827 | 0 | 0 | 0 | 0 | 0 | 1.0234 | 0 | 0 | 0.67979 | 2.9625 | 3.9859 | 2.2827 | 0
66 | 14.87 | 0.42124 | 0.35 | 0.34007 | 0.34007 | 0 | 0 | 0 | 9.4811 | 0.022348 | -4.4005e-10 | -6.6613e-16 | 0 | 0 | 1.0011 | 1.0011 | 9.5035 | 0 | 0 | 0 | 0 | 0 | 1.6816 | 0 | 0 | 0 | 0 | 0 | 0.70362 | 0 | 0 | 2.1083 | 3.7899 | 4.4935 | 1.6816 | 0
67 | 14.63 | 0.42738 | 0.35 | 0.37789 | 0.37789 | 0 | 0 | 0 | 2.6476 | 0 | 0 | -1.3323e-15 | 0 | 0 | 1.8784 | 1.8784 | 2.6476 | 0 | 0 | 0 | 0 | 0 | 1.5417 | 0 | 0 | 0 | 0 | 0 | 3.1343 | 0 | 0 | 2.4256 | 3.9672 | 7.1015 | 1.5417 | 0
68 | 13.92 | 0.43017 | 0.35 | 0.37875 | 0.37875 | 0 | 0 | 0 | 2.2967 | 0 | 0 | -1.3323e-15 | 0 | 0 | 1.5275 | 1.5275 | 2.2967 | 0 | 0 | 0 | 0 | 0 | 1.5417 | 0 | 0 | 0 | 0 | 0 | 0 | 0 | 0 | 2.9501 | 4.4918 | 4.4918 | 1.5417 | 0
69 | 13.33 | 0.42083 | 0.35 | 0.36358 | 0.36358 | 0 | 0 | 0 | 2.17 | 0 | 0 | -6.6613e-16 | 0 | 0 | 1.4008 | 1.4008 | 2.17 | 0 | 0 | 0 | 0 | 0 | 1.5417 | 0 | 0 | 0 | 0 | 0 | 1.2153 | 0 | 0 | 3.386 | 4.9276 | 6.143 | 1.5417 | 0
70 | 13.01 | 0.42656 | 0.35 | 0.34545 | 0.34545 | 0 | 0 | 0 | 1.8828 | 0 | 0 | -6.6613e-16 | 0 | 0 | 1.1136 | 1.1136 | 1.8828 | 0 | 0 | 0 | 0 | 0 | 1.5417 | 0 | 0 | 0 | 0 | 0 | 0 | 1.0765 | 0.14729 | 2.3986 | 5.164 | 5.164 | 1.5417 | 0
71 | 12.63 | 0.42792 | 0.35 | 0.33647 | 0.33647 | 0 | 0 | 0 | 1.5641 | 0 | 0 | -6.6613e-16 | 0 | 0 | 0.79485 | 0.79485 | 1.5641 | 0 | 0 | 0 | 0 | 0 | 1.5417 | 0 | 0 | 0 | 0 | 0 | 0 | 3.9031 | 0 | 0 | 5.4448 | 5.4448 | 1.5417 | 0
72 | 12.44 | 0.42282 | 0.35 | 0.32469 | 0.32469 | 0 | 0 | 0 | 1.2725 | 0 | 0 | -3.3307e-16 | 0 | 0 | 0.50327 | 0.50327 | 1.2725 | -1.5417 | 0 | 0 | 0 | 1.5417 | 1.5417 | 0 | 0 | 0 | 0 | 0 | 0.44776 | 0 | 0 | 0 | 0 | 0.44776 | 1.5417 | 0
73 | 12.14 | 0.42091 | 0.35 | 0.32241 | 0.32241 | 0 | 0 | 0 | 1.198 | 0 | 0 | -3.3307e-16 | 0 | 0 | 0.4288 | 0.4288 | 1.198 | 0 | 0 | 0 | 0 | 0 | 0 | 0 | 0 | 0 | 0 | 0 | 0 | 0 | 0 | 0 | 0 | 0 | 1.5417 | 0
74 | 11.86 | 0.4303 | 0.35 | 0.32096 | 0.32096 | 0 | 0 | 0 | 1.1909 | 0 | 0 | -3.3307e-16 | 0 | 0 | 0.42164 | 0.42164 | 1.1909 | 0 | 0 | 0 | 0 | 0 | 0 | 0 | 0 | 0 | 0 | 0 | 0 | 0 | 0 | 0 | 0 | 0 | 1.5417 | 0
75 | 11.64 | 0.43224 | 0.35 | 0.30966 | 0.30966 | 0 | 0 | 0 | 1.2219 | 0 | 0 | -3.3307e-16 | 0 | 0 | 0.45267 | 0.45267 | 1.2219 | 0 | 0 | 0 | 0 | 0 | 0 | 0 | 0 | 0 | 0 | 0 | 0 | 0 | 0 | 0 | 0 | 0 | 1.5417 | 0
76 | 11.22 | 0.42829 | 0.35 | 0.30328 | 0.30328 | 0 | 0 | 0 | 1.2034 | 0 | 0 | -3.3307e-16 | 0 | 0 | 0.43415 | 0.43415 | 1.2034 | 0 | 0 | 0 | 0 | 0 | 0 | 0 | 0 | 0 | 0 | 0 | 0 | 0 | 0 | 0 | 0 | 0 | 1.5417 | 0
77 | 11.01 | 0.40647 | 0.35 | 0.34537 | 0.34537 | 0 | 0 | 0 | 0.83685 | 0.63059 | 2.4587e-08 | -3.3307e-16 | 0 | 0 | 0.69821 | 0.69821 | 1.4674 | 0 | 0 | 0 | 0 | 0 | 0 | 0 | 0 | 0 | 0 | 0 | 0 | 0 | 0 | 0 | 0 | 0 | 2.8628 | 0
78 | 13.1 | 0.35674 | 0.35 | 0.3775 | 0.3775 | 0 | 0 | 0 | 0 | 2.3176 | -6.5565e-08 | -3.3307e-16 | 0 | 0 | 0.46368 | 0.46368 | 2.3176 | 0 | 0 | 0 | 0 | 0 | 0 | 0 | 0 | 0 | 0 | 0 | 0 | 0 | 0 | 0 | 0 | 0 | 9.5518 | 0
79 | 14.29 | 0.31282 | 0.35 | 0.37224 | 0.37224 | 0 | 0 | 0 | 0 | 2.6014 | -2.0228e-07 | -3.3307e-16 | 0 | 0 | 0.64999 | 0.64999 | 2.6014 | 0 | 0 | 0 | 0 | 0 | 0 | 0 | 0 | 0 | 0 | 0 | 10.2344 | 0 | 0 | 0 | 0 | 10.2344 | 12.2777 | 0
80 | 15.32 | 0.26133 | 0.35 | 0.35705 | 0.35705 | -3.2158 | 3.2158 | 0 | 0 | 4.3874 | -2.5988e-07 | -6.6613e-16 | 0 | 0 | 1.0578 | 1.1716 | 1.1716 | 0 | 0 | 0 | 0 | 0 | 0 | 0 | 0.1138 | 0.26999 | 0 | 0 | 0 | 0 | 0 | 0 | 0 | 0.38379 | 12.3434 | 0
81 | 16.87 | 0.2229 | 0.35 | 0.33793 | 0.33793 | -6.9833 | 6.9833 | 0 | 0 | 7.8697 | 4.53e-08 | -6.6613e-16 | 0 | 0 | 0.75775 | 0.88638 | 0.88638 | 0 | 0 | 0 | 0 | 0 | 0 | 0 | 0.12863 | 0.31912 | 0 | 0 | 0 | 0 | 0 | 0 | 0 | 0.44776 | 11.985 | 0
82 | 18.03 | 0.20137 | 0.35 | 0.32694 | 0.32694 | -9.6402 | 9.6402 | 0 | 0 | 10.5011 | 3.5286e-07 | -3.3307e-16 | 0 | 0 | 0.73519 | 0.86089 | 0.86089 | 0 | 0 | 0 | 0 | 0 | 0 | 0 | 0.1257 | 0.32206 | 0 | 0 | 0 | 0 | 0 | 0 | 0 | 0.44776 | 11.1786 | 0
83 | 19.05 | 0.19549 | 0.35 | 0.29537 | 0.29537 | -10.7779 | 10.7779 | 0 | 0 | 11.8635 | -1.502e-07 | -6.6613e-16 | 0 | 0 | 0.90955 | 1.0856 | 1.0856 | 0 | 0 | 0 | 0 | 0 | 0 | 0 | 0.17604 | 0.46361 | 0 | 0 | 0 | 0 | 0 | 0 | 0 | 0.63965 | 9.8969 | 0
84 | 19.66 | 0.20166 | 0.35 | 0.29451 | 0.29451 | -11.8174 | 11.8174 | 0 | 0 | 12.9963 | -4.8637e-07 | -3.3307e-16 | 0 | 0 | 0.37857 | 1.179 | 1.179 | 0 | 0 | 0 | 0 | 0 | 0 | 0 | 0.80039 | 2.142 | 0 | 0 | 0 | 0 | 0 | 0 | 0 | 2.9424 | 8.1023 | 0
85 | 19.94 | 0.21808 | 0.35 | 0.27124 | 0.27124 | -11.6753 | 0 | 11.6753 | 0 | 12.1926 | 2.7299e-07 | -3.3307e-16 | 0 | 0 | 0.51733 | 0.51733 | 0.51733 | 0 | 0 | 0 | 0 | 0 | 0 | 0 | 0 | 0 | 0 | 0 | 0 | 0 | 0 | 0 | 0 | 0 | 6.7106 | 0
86 | 20.61 | 0.25576 | 0.35 | 0.28481 | 0.28481 | -5.194 | 1.4582 | 3.7358 | 0 | 9.5119 | -1.7881e-07 | -3.3307e-16 | 0 | 0 | 0.63634 | 4.3179 | 4.3179 | -13.8463 | 13.8463 | 0 | 0 | 0 | 0 | 0 | 3.6815 | 10.1647 | 0 | 0 | 0 | 0 | 0 | 0 | 0 | 0 | 7.6774 | 0
87 | 20.92 | 0.30224 | 0.35 | 0.29518 | 0.29518 | -10.2157 | 10.2157 | 0 | 0 | 10.7044 | -3.9697e-07 | -3.3307e-16 | 0 | 0 | 0.48865 | 0.48865 | 0.48865 | 0 | 0 | 0 | 0 | 0 | 0 | 0 | 0 | 0 | 0 | 0 | 0 | 0 | 0 | 0 | 0 | 0 | 6.901 | 0
88 | 20.77 | 0.38212 | 0.35 | 0.3079 | 0.3079 | -8.0903 | 8.0903 | 0 | 0 | 8.5497 | -1.2451e-06 | -3.3307e-16 | 0 | 0 | 0.4594 | 0.4594 | 0.4594 | 0 | 0 | 0 | 0 | 0 | 0 | 0 | 0 | 0 | 0 | 0 | 0 | 0 | 0 | 0 | 0 | 0 | 5.8608 | 0
89 | 20.39 | 0.45188 | 0.35 | 0.32385 | 0.32385 | -4.7662 | 4.7662 | 0 | 0 | 5.2171 | -5.6624e-07 | -3.3307e-16 | 0 | 0 | 0.45094 | 0.45094 | 0.45094 | 0 | 0 | 0 | 0 | 0 | 0 | 0 | 0 | 0 | 0 | 0 | 0 | 0 | 0 | 0 | 0 | 0 | 4.2283 | 0
90 | 19.14 | 0.48044 | 0.35 | 0.36513 | 0.36513 | 0 | 0 | 0 | 6.9917 | 0.4953 | 1.2554e-08 | -1.3323e-15 | 0 | 0 | 1.8669 | 1.8669 | 7.487 | 0 | 0 | 0 | 0 | 0 | 0 | 0 | 0 | 0 | 0 | 0 | 0.57569 | 0 | 0 | 0 | 0 | 0.57569 | 1.9658 | 0
91 | 17.79 | 0.4965 | 0.35 | 0.41674 | 0.41674 | 0 | 0 | 0 | 0.96143 | 0 | 0 | -6.6613e-16 | 0 | 0 | 0.96143 | 0.96143 | 0.96143 | 0 | 0 | 0 | 0 | 0 | 0 | 0 | 0 | 0 | 0 | 0 | 0 | 0 | 0 | 0 | 0 | 0 | 1.5417 | 0
92 | 16.15 | 0.49622 | 0.35 | 0.40573 | 0.40573 | 0 | 0 | 0 | 0.78657 | 0 | 0 | -6.6613e-16 | 0 | 0 | 0.78657 | 0.78657 | 0.78657 | 0 | 0 | 0 | 0 | 0 | 0 | 0 | 0 | 0 | 0 | 0 | 0.51172 | 0 | 0 | 0 | 0 | 0.51172 | 1.5417 | 0
93 | 14.68 | 0.50133 | 0.35 | 0.37442 | 0.37442 | 0 | 0 | 0 | 1.463 | 0 | 0 | -6.6613e-16 | 0 | 0 | 1.463 | 1.463 | 1.463 | 0 | 0 | 0 | 0 | 0 | 0 | 0 | 0 | 0 | 0 | 0 | 0.57569 | 0 | 0 | 0 | 0 | 0.57569 | 1.5417 | 0
94 | 13.72 | 0.48022 | 0.35 | 0.35369 | 0.35369 | 0 | 0 | 0 | 1.2059 | 0 | 0 | -6.6613e-16 | 0 | 0 | 1.2059 | 1.2059 | 1.2059 | 0 | 0 | 0 | 0 | 0 | 0 | 0 | 0 | 0 | 0 | 0 | 0 | 0 | 0 | 0 | 0 | 0 | 1.5417 | 0
95 | 12.92 | 0.47187 | 0.35 | 0.35397 | 0.35397 | 0 | 0 | 0 | 0.62622 | 0 | 0 | -3.3307e-16 | 0 | 0 | 0.62622 | 0.62622 | 0.62622 | 0 | 0 | 0 | 0 | 0 | 0 | 0 | 0 | 0 | 0 | 0 | 0 | 0 | 0 | 0 | 0 | 0 | 1.5417 | 0
96 | 12.32 | 0.47722 | 0.35 | 0.34817 | 0.34817 | 0 | 0 | 0 | 0.35835 | 0 | 0 | -1.6653e-16 | 0 | 0 | 0.35835 | 0.35835 | 0.35835 | 0 | 0 | 0 | 0 | 0 | 0 | 0 | 0 | 0 | 0 | 0 | 0 | 0 | 0 | 0 | 0 | 0 | 1.5417 | 0
97 | 12.08 | 0.4742 | 0.35 | 0.3305 | 0.3305 | 0 | 0 | 0 | 0.31103 | 0 | 0 | -1.6653e-16 | 0 | 0 | 0.31103 | 0.31103 | 0.31103 | 0 | 0 | 0 | 0 | 0 | 0 | 0 | 0 | 0 | 0 | 0 | 0.51172 | 0 | 0 | 0 | 0 | 0.51172 | 1.5417 | 0
98 | 11.93 | 0.47039 | 0.35 | 0.32864 | 0.32864 | 0 | 0 | 0 | 0.40785 | 0 | 0 | -3.3307e-16 | 0 | 0 | 0.40785 | 0.40785 | 0.40785 | 0 | 0 | 0 | 0 | 0 | 0 | 0 | 0 | 0 | 0 | 0 | 0 | 0 | 0 | 0 | 0 | 0 | 1.5417 | 0
99 | 11.68 | 0.46139 | 0.35 | 0.32146 | 0.32146 | 0 | 0 | 0 | 0.4299 | 0 | 0 | -3.3307e-16 | 0 | 0 | 0.4299 | 0.4299 | 0.4299 | 0 | 0 | 0 | 0 | 0 | 0 | 0 | 0 | 0 | 0 | 0 | 0 | 0 | 0 | 0 | 0 | 0 | 1.5417 | 0
100 | 11.39 | 0.44498 | 0.35 | 0.31185 | 0.31185 | 0 | 0 | 0 | 0.46393 | 0 | 0 | -3.3307e-16 | 0 | 0 | 0.46393 | 0.46393 | 0.46393 | 0 | 0 | 0 | 0 | 0 | 0 | 0 | 0 | 0 | 0 | 0 | 0 | 0 | 0 | 0 | 0 | 0 | 1.5417 | 0
101 | 11.69 | 0.40779 | 0.35 | 0.35589 | 0.35589 | 0 | 0 | 0 | 0 | 1.4459 | 8.3819e-09 | -3.3307e-16 | 0 | 0 | 0.45139 | 0.45139 | 1.4459 | 0 | 0 | 0 | 0 | 0 | 0 | 0 | 0 | 0 | 0 | 0 | 0 | 0 | 0 | 0 | 0 | 0 | 7.986 | 0
102 | 14.5 | 0.36257 | 0.35 | 0.40168 | 0.40168 | 0 | 0 | 0 | 0 | 2.2025 | 7.8231e-08 | -6.6613e-16 | 0 | 0 | 0.93606 | 0.93606 | 2.2025 | 0 | 0 | 0 | 0 | 0 | -0.72234 | 0 | 0 | 0 | 0 | 0 | 0 | 0 | 0 | 0.72234 | 0 | 0 | 10.8836 | 0
103 | 17.56 | 0.32684 | 0.35 | 0.37485 | 0.37485 | 0 | 0 | 0 | 0 | 2.5126 | 1.3396e-07 | -3.3307e-16 | 0 | 0 | 0.39374 | 0.39374 | 2.5126 | 0 | 0 | 0 | 0 | 0 | 0 | 0 | 0 | 0 | 0 | 0 | 3.9658 | 0 | 0 | 0 | 0 | 3.9658 | 12.3991 | 0
104 | 20.25 | 0.26091 | 0.35 | 0.35132 | 0.35132 | -3.8251 | 3.8251 | 0 | 0 | 4.2449 | 2.7537e-07 | -3.3307e-16 | 0 | 0 | 0.41978 | 0.41978 | 0.41978 | 0 | 0 | 0 | 0 | 0 | 0 | 0 | 0 | 0 | 0 | 0 | 6.3965 | 0 | 0 | 0 | 0 | 6.3965 | 12.7292 | 0
105 | 22 | 0.22885 | 0.35 | 0.3342 | 0.3342 | -7.2153 | 7.2153 | 0 | 0 | 7.5856 | -1.4067e-07 | -1.6653e-16 | 0 | 0 | 0.37022 | 0.37022 | 0.37022 | 0 | 0 | 0 | 0 | 0 | 0 | 0 | 0 | 0 | 0 | 0 | 0 | 0 | 0 | 0 | 0 | 0 | 14.1105 | 0
106 | 23.26 | 0.21006 | 0.35 | 0.31851 | 0.31851 | -9.6733 | 9.6733 | 0 | 0 | 10.0725 | -1.1563e-07 | -3.3307e-16 | 0 | 0 | 0.39915 | 0.39915 | 0.39915 | 0 | 0 | 0 | 0 | 0 | 0 | 0 | 0 | 0 | 0 | 0 | 0 | 0 | 0 | 0 | 0 | 0 | 14.838 | 0
107 | 24.24 | 0.2003 | 0.35 | 0.30012 | 0.30012 | -11.0567 | 11.0567 | 0 | 0 | 11.6031 | 5.7936e-07 | -3.3307e-16 | 0 | 0 | 0.54639 | 0.54639 | 0.54639 | 0 | 0 | 0 | 0 | 0 | 0 | 0 | 0 | 0 | 0 | 0 | 0 | 0 | 0 | 0 | 0 | 0 | 14.6028 | 0
108 | 25.07 | 0.20228 | 0.35 | 0.2639 | 0.2639 | -11.6675 | 0 | 11.6675 | 0 | 12.3645 | 2.265e-07 | -3.3307e-16 | 0 | 0 | 0.52982 | 0.69707 | 0.69707 | 0 | 0 | 0 | 0 | 0 | 0 | 0 | 0.16725 | 0.53637 | 0 | 0 | 0 | 0 | 0 | 0 | 0 | 0.70362 | 13.8144 | 0
109 | 25.59 | 0.20855 | 0.35 | 0.25043 | 0.25043 | -12.2204 | 0 | 12.2204 | 0 | 12.7205 | 2.9922e-07 | -3.3307e-16 | 0 | 0 | 0.50005 | 0.50005 | 0.50005 | 0 | 0 | 0 | 0 | 0 | 0 | 0 | 0 | 0 | 0 | 0 | 0 | 0 | 0 | 0 | 0 | 0 | 12.6607 | 0
110 | 25.91 | 0.23798 | 0.35 | 0.26996 | 0.26996 | -7.6503 | 0 | 7.6503 | 0 | 12.1135 | -2.0266e-08 | -3.3307e-16 | 0 | 0 | 0.41274 | 4.4632 | 4.4632 | -17.3805 | 17.3805 | 0 | 0 | 0 | 0 | 0 | 4.0505 | 13.3301 | 0 | 0 | 0 | 0 | 0 | 0 | 0 | 0 | 12.8538 | 0
111 | 25.91 | 0.29502 | 0.35 | 0.27767 | 0.27767 | -10.6232 | 10.6232 | 0 | 0 | 10.9838 | -6.9022e-07 | -1.6653e-16 | 0 | 0 | 0.36061 | 0.36061 | 0.36061 | 0 | 0 | 0 | 0 | 0 | 0 | 0 | 0 | 0 | 0 | 0 | 1.4712 | 0 | 0 | 0 | 0 | 1.4712 | 12.427 | 0
112 | 25.6 | 0.3752 | 0.35 | 0.3041 | 0.3041 | -7.7749 | 7.7749 | 0 | 0 | 8.1437 | -6.4492e-07 | -1.6653e-16 | 0 | 0 | 0.36879 | 0.36879 | 0.36879 | 0 | 0 | 0 | 0 | 0 | 0 | 0 | 0 | 0 | 0 | 0 | 1.0874 | 0 | 0 | 0 | 0 | 1.0874 | 11.3342 | 0
113 | 24.75 | 0.4322 | 0.35 | 0.31107 | 0.31107 | -4.6811 | 4.6811 | 0 | 0 | 5.0887 | -5.7906e-07 | -3.3307e-16 | 0 | 0 | 0.4076 | 0.4076 | 0.4076 | 0 | 0 | 0 | 0 | 0 | 0 | 0 | 0 | 0 | 0 | 0 | 0 | 0 | 0 | 0 | 0 | 0 | 9.1764 | 0
114 | 23.05 | 0.45751 | 0.35 | 0.33861 | 0.33861 | 0 | 0 | 0 | 6.7912 | 0.20618 | -6.7055e-09 | -6.6613e-16 | 0 | 0 | 1.1897 | 1.1897 | 6.9973 | 0 | 0 | 0 | 0 | 0 | 0 | 0 | 0 | 0 | 0 | 0 | 0 | 0 | 0 | 0 | 0 | 0 | 5.2835 | 0
115 | 21.48 | 0.46415 | 0.35 | 0.42358 | 0.42358 | -9.3538 | 9.3538 | 0 | 10.3842 | 0 | 0 | -6.6613e-16 | 0 | 0 | 1.0304 | 1.0304 | 1.0304 | 0 | 0 | 0 | 0 | 0 | 0 | 0 | 0 | 0 | 0 | 0 | 0 | 0 | 0 | 0 | 0 | 0 | 3.223 | 0
116 | 19.82 | 0.46984 | 0.35 | 0.395 | 0.395 | 0 | 0 | 0 | 3.2589 | 0 | 0 | -2.6645e-15 | 0 | 0 | 3.2589 | 3.2589 | 3.2589 | 0 | 0 | 0 | 0 | 0 | 0 | 0 | 0 | 0 | 0 | 0 | 0.83154 | 0 | 0 | 0 | 0 | 0.83154 | 1.5417 | 0
117 | 18.4 | 0.46037 | 0.35 | 0.37294 | 0.37294 | 0 | 0 | 0 | 1.1668 | 0 | 0 | -6.6613e-16 | 0 | 0 | 1.1668 | 1.1668 | 1.1668 | 0 | 0 | 0 | 0 | 0 | 0 | 0 | 0 | 0 | 0 | 0 | 0.76758 | 0 | 0 | 0 | 0 | 0.76758 | 1.5417 | 0
118 | 17.09 | 0.42724 | 0.35 | 0.35714 | 0.35714 | 0 | 0 | 0 | 0.78686 | 0 | 0 | -6.6613e-16 | 0 | 0 | 0.78686 | 0.78686 | 0.78686 | 0 | 0 | 0 | 0 | 0 | 0 | 0 | 0 | 0 | 0 | 0 | 1.2153 | 0 | 0 | 0 | 0 | 1.2153 | 1.5417 | 0
119 | 16.03 | 0.3937 | 0.35 | 0.35159 | 0.35159 | 0 | 0 | 0 | 0.68785 | 0 | 0 | -3.3307e-16 | 0 | 0 | 0.68785 | 0.68785 | 0.68785 | 0 | 0 | 0 | 0 | 0 | 0 | 0 | 0 | 0 | 0 | 0 | 0 | 0 | 0 | 0 | 0 | 0 | 1.5417 | 0
120 | 15.21 | 0.37529 | 0.35 | 0.34529 | 0.34529 | 0 | 0 | 0 | 0.64289 | 0 | 0 | -3.3307e-16 | 0 | 0 | 0.64289 | 0.64289 | 0.64289 | 0 | 0 | 0 | 0 | 0 | 0 | 0 | 0 | 0 | 0 | 0 | 0 | 0 | 0 | 0 | 0 | 0 | 1.5417 | 0
121 | 14.57 | 0.36605 | 0.35 | 0.33818 | 0.33818 | 0 | 0 | 0 | 0.70851 | 0 | 0 | -3.3307e-16 | 0 | 0 | 0.70851 | 0.70851 | 0.70851 | 0 | 0 | 0 | 0 | 0 | 0 | 0 | 0 | 0 | 0 | 0 | 0 | 0 | 0 | 0 | 0 | 0 | 1.5417 | 0
122 | 14.16 | 0.3592 | 0.35 | 0.32015 | 0.32015 | 0 | 0 | 0 | 0.69312 | 0 | 0 | -3.3307e-16 | 0 | 0 | 0.69312 | 0.69312 | 0.69312 | 0 | 0 | 0 | 0 | 0 | 0 | 0 | 0 | 0 | 0 | 0 | 0 | 0 | 0 | 0 | 0 | 0 | 1.5417 | 0
123 | 13.93 | 0.37114 | 0.35 | 0.31881 | 0.31881 | 0 | 0 | 0 | 0.68475 | 0 | 0 | -3.3307e-16 | 0 | 0 | 0.68475 | 0.68475 | 0.68475 | 0 | 0 | 0 | 0 | 0 | 0 | 0 | 0 | 0 | 0 | 0 | 0 | 0 | 0 | 0 | 0 | 0 | 1.5417 | 0
124 | 13.8 | 0.36308 | 0.35 | 0.29595 | 0.29595 | 0 | 0 | 0 | 0.61166 | 0 | 0 | -3.3307e-16 | 0 | 0 | 0.61166 | 0.61166 | 0.61166 | 0 | 0 | 0 | 0 | 0 | 0 | 0 | 0 | 0 | 0 | 0 | 0 | 0 | 0 | 0 | 0 | 0 | 1.5417 | 0
125 | 14.32 | 0.34517 | 0.35 | 0.33015 | 0.33015 | 0 | 0 | 0 | 0 | 1.3236 | 2.1979e-09 | -3.3307e-16 | 0 | 0 | 0.71145 | 0.71145 | 1.3236 | 0 | 0 | 0 | 0 | 0 | 0 | 0 | 0 | 0 | 0 | 0 | 0 | 0 | 0 | 0 | 0 | 0 | 7.3116 | 0
126 | 16.55 | 0.33358 | 0.35 | 0.32954 | 0.32954 | 0 | 0 | 0 | 0 | 2.1481 | -8.8736e-08 | -6.6613e-16 | 0 | 0 | 0.82039 | 0.82039 | 2.1481 | 0 | 0 | 0 | 0 | 0 | 0 | 0 | 0 | 0 | 0 | 0 | 0 | 0 | 0 | 0 | 0 | 0 | 10.247 | 0
127 | 19.6 | 0.30228 | 0.35 | 0.3107 | 0.3107 | 0 | 0 | 0 | 0 | 2.6474 | 5.0515e-08 | -3.3307e-16 | 0 | 0 | 0.39491 | 0.39491 | 2.6474 | 0 | 0 | 0 | 0 | 0 | 0 | 0 | 0 | 0 | 0 | 0 | 3.582 | 0 | 0 | 0 | 0 | 3.582 | 11.5012 | 0
128 | 22.53 | 0.26736 | 0.35 | 0.30739 | 0.30739 | -4.1947 | 4.1947 | 0 | 0 | 4.5946 | -1.6093e-08 | -3.3307e-16 | 0 | 0 | 0.39986 | 0.39986 | 0.39986 | 0 | 0 | 0 | 0 | 0 | 0 | 0 | 0 | 0 | 0 | 0 | 6.3965 | 0 | 0 | 0 | 0 | 6.3965 | 12.8271 | 0
129 | 24.82 | 0.25099 | 0.35 | 0.31375 | 0.31375 | -4.8966 | 4.8966 | 0 | 0 | 5.244 | 8.1658e-08 | -1.6653e-16 | 0 | 0 | 0.3474 | 0.3474 | 0.3474 | 0 | 0 | 0 | 0 | 0 | 0 | 0 | 0 | 0 | 0 | 0 | 0 | 0 | 0 | 0 | 0 | 0 | 13.322 | 0
130 | 26.61 | 0.228 | 0.35 | 0.28725 | 0.28725 | -8.0875 | 8.0875 | 0 | 0 | 8.4193 | 1.8477e-07 | -1.6653e-16 | 0 | 0 | 0.33179 | 0.33179 | 0.33179 | 0 | 0 | 0 | 0 | 0 | 0 | 0 | 0 | 0 | 0 | 0 | 0 | 0 | 0 | 0 | 0 | 0 | 17.8637 | 0
131 | 27.66 | 0.21691 | 0.35 | 0.29356 | 0.29356 | -11.1685 | 11.1685 | 0 | 0 | 11.4976 | 7.6413e-07 | -1.6653e-16 | 0 | 0 | 0.32907 | 0.32907 | 0.32907 | 0 | 0 | 0 | 0 | 0 | 0 | 0 | 0 | 0 | 0 | 0 | 0.57569 | 0 | 0 | 0 | 0 | 0.57569 | 18.3602 | 0
132 | 28.08 | 0.21403 | 0.35 | 0.25606 | 0.25606 | -10.8662 | 0 | 10.8662 | 0 | 11.6529 | 2.4915e-07 | -3.3307e-16 | 0 | 0 | 0.61642 | 0.78669 | 0.78669 | 0 | 0 | 0 | 0 | 0 | 0 | 0 | 0.17027 | 0.59731 | 0 | 0 | 0 | 0 | 0 | 0 | 0 | 0.76758 | 17.504 | 0
133 | 28.27 | 0.21576 | 0.35 | 0.23933 | 0.23933 | -3.5183 | 0 | 3.5183 | 0 | 5.9039 | 1.5378e-07 | -1.3323e-15 | 0 | 0 | 1.9458 | 2.3856 | 2.3856 | -1.4789 | 1.4789 | 0 | 0 | 0 | 0 | 0 | 0.43971 | 1.5509 | 0 | 0 | 0 | 0 | 0 | 0 | 0 | 0.51172 | 16.4626 | 0
134 | 28.35 | 0.2209 | 0.35 | 0.23143 | 0.23143 | 0 | 0 | 0 | 0 | 3.975 | 1.4931e-07 | -3.3307e-16 | 0 | 0 | 0.41897 | 3.975 | 3.975 | -16.1265 | 16.1265 | 0 | 0 | 0 | 0 | 0 | 3.556 | 12.5705 | 0 | 0 | 0 | 0 | 0 | 0 | 0 | 0 | 15.0568 | 0
135 | 27.82 | 0.24414 | 0.35 | 0.24249 | 0.24249 | -0.23344 | 0 | 0.23344 | 0 | 1.1269 | 3.4273e-09 | -3.3307e-16 | 0 | 0 | 0.56525 | 0.89349 | 0.89349 | 0 | 0 | 0 | 0 | 0 | 0 | 0 | 0.32825 | 1.1429 | 0 | 0 | 0 | 0 | 0 | 0 | 0 | 1.4712 | 11.88 | 0
136 | 26.97 | 0.29142 | 0.35 | 0.26188 | 0.26188 | -6.8048 | 0 | 6.8048 | 0 | 7.7701 | 2.1696e-07 | -6.6613e-16 | 0 | 0 | 0.96529 | 0.96529 | 0.96529 | 0 | 0 | 0 | 0 | 0 | 0 | 0 | 0 | 0 | 0 | 0 | 2.0469 | 0 | 0 | 0 | 0 | 2.0469 | 12.8456 | 0
137 | 25.78 | 0.32139 | 0.35 | 0.28413 | 0.28413 | -4.4517 | 4.4517 | 0 | 0 | 4.9702 | 2.3872e-07 | -3.3307e-16 | 0 | 0 | 0.51855 | 0.51855 | 0.51855 | 0 | 0 | 0 | 0 | 0 | 0 | 0 | 0 | 0 | 0 | 0 | 0 | 0 | 0 | 0 | 0 | 0 | 10.2944 | 0
138 | 24.39 | 0.35005 | 0.35 | 0.33358 | 0.33358 | 0 | 0 | 0 | 10.1459 | 0.41436 | -2.373e-08 | -3.3307e-16 | 0 | -5.3291e-15 | 0.5603 | 0.5603 | 10.5603 | 0 | 0 | 0 | 0 | 0 | 0 | 0 | 0 | 0 | 0 | 0 | 0.57569 | 0 | 0 | 0 | 0 | 0.57569 | 6.9005 | 0
139 | 22.68 | 0.36928 | 0.35 | 0.359 | 0.359 | 0 | 0 | 0 | 0.80445 | 0 | 0 | -6.6613e-16 | 0 | 0 | 0.80445 | 0.80445 | 0.80445 | 0 | 0 | 0 | 0 | 0 | 0 | 0 | 0 | 0 | 0 | 0 | 0 | 0 | 0 | 0 | 0 | 0 | 4.5863 | 0
140 | 21.39 | 0.37574 | 0.35 | 0.36075 | 0.36075 | 0 | 0 | 0 | 3.4377 | 0 | 0 | -2.6645e-15 | 0 | 0 | 3.4377 | 3.4377 | 3.4377 | 0 | 0 | 0 | 0 | 0 | 0 | 0 | 0 | 0 | 0 | 0 | 1.4072 | 0 | 0 | 0 | 0 | 1.4072 | 3.1208 | 0
141 | 20.11 | 0.3627 | 0.35 | 0.35302 | 0.35302 | 0 | 0 | 0 | 1.8463 | 0 | 0 | -1.3323e-15 | 0 | 0 | 1.8463 | 1.8463 | 1.8463 | 0 | 0 | 0 | 0 | 0 | 0 | 0 | 0 | 0 | 0 | 0 | 0.51172 | 0 | 0 | 0 | 0 | 0.51172 | 1.6666 | 0
142 | 19.08 | 0.34151 | 0.35 | 0.34244 | 0.34244 | 0 | 0 | 0 | 2.085 | 0 | 0 | -1.3323e-15 | 0 | 0 | 2.085 | 2.085 | 2.085 | 0 | 0 | 0 | 0 | 0 | 0 | 0 | 0 | 0 | 0 | 0 | 0 | 0 | 0 | 0 | 0 | 0 | 1.5417 | 0
143 | 18.45 | 0.32622 | 0.35 | 0.32892 | 0.32892 | 0 | 0 | 0 | 0.84158 | 0 | 0 | -6.6613e-16 | 0 | 0 | 0.84158 | 0.84158 | 0.84158 | 0 | 0 | 0 | 0 | 0 | 0 | 0 | 0 | 0 | 0 | 0 | 0 | 0 | 0 | 0 | 0 | 0 | 1.5417 | 0
144 | 18.1 | 0.32124 | 0.35 | 0.32485 | 0.32485 | 0 | 0 | 0 | 0.5966 | 0 | 0 | -3.3307e-16 | 0 | 0 | 0.5966 | 0.5966 | 0.5966 | 0 | 0 | 0 | 0 | 0 | 0 | 0 | 0 | 0 | 0 | 0 | 0 | 0 | 0 | 0 | 0 | 0 | 1.5417 | 0
145 | 17.93 | 0.32176 | 0.35 | 0.31945 | 0.31945 | 0 | 0 | 0 | 0.40589 | 0 | 0 | -3.3307e-16 | 0 | 0 | 0.40589 | 0.40589 | 0.40589 | 0 | 0 | 0 | 0 | 0 | 0 | 0 | 0 | 0 | 0 | 0 | 0 | 0 | 0 | 0 | 0 | 0 | 1.5417 | 0
146 | 17.73 | 0.32795 | 0.35 | 0.29738 | 0.29738 | 0 | 0 | 0 | 0.40164 | 0 | 0 | -3.3307e-16 | 0 | 0 | 0.40164 | 0.40164 | 0.40164 | 0 | 0 | 0 | 0 | 0 | 0 | 0 | 0 | 0 | 0 | 0 | 0 | 0 | 0 | 0 | 0 | 0 | 1.5417 | 0
147 | 17.43 | 0.32852 | 0.35 | 0.29589 | 0.29589 | 0 | 0 | 0 | 0.43716 | 0 | 0 | -3.3307e-16 | 0 | 0 | 0.43716 | 0.43716 | 0.43716 | 0 | 0 | 0 | 0 | 0 | 0 | 0 | 0 | 0 | 0 | 0 | 0 | 0 | 0 | 0 | 0 | 0 | 1.5417 | 0
148 | 16.79 | 0.32089 | 0.35 | 0.29991 | 0.29991 | 0 | 0 | 0 | 0.61013 | 0 | 0 | -3.3307e-16 | 0 | 0 | 0.61013 | 0.61013 | 0.61013 | 0 | 0 | 0 | 0 | 0 | 0 | 0 | 0 | 0 | 0 | 0 | 0 | 0 | 0 | 0 | 0 | 0 | 1.5417 | 0
149 | 17.32 | 0.30072 | 0.35 | 0.29809 | 0.29809 | -0.49431 | 0.49431 | 0 | 0 | 1.1125 | 7.7672e-08 | -3.3307e-16 | 0 | 0 | 0.61819 | 0.61819 | 0.61819 | 0 | 0 | 0 | 0 | 0 | 0 | 0 | 0 | 0 | 0 | 0 | 0 | 0 | 0 | 0 | 0 | 0 | 5.8686 | 0
150 | 18.98 | 0.27198 | 0.35 | 0.297 | 0.297 | -1.7133 | 1.7133 | 0 | 0 | 2.1064 | -6.4597e-08 | -3.3307e-16 | 0 | 0 | 0.39309 | 0.39309 | 0.39309 | 0 | 0 | 0 | 0 | 0 | 0 | 0 | 0 | 0 | 0 | 0 | 0 | 0 | 0 | 0 | 0 | 0 | 9.7509 | 0
151 | 21.55 | 0.23682 | 0.35 | 0.28913 | 0.28913 | -1.259 | 1.259 | 0 | 0 | 2.4753 | 2.0362e-07 | -6.6613e-16 | 0 | 0 | 1.2163 | 1.2163 | 1.2163 | 0 | 0 | 0 | 0 | 0 | 0 | 0 | 0 | 0 | 0 | 0 | 10.6182 | 0 | 0 | 0 | 0 | 10.6182 | 13.4636 | 0
152 | 23.65 | 0.20758 | 0.35 | 0.29101 | 0.29101 | -3.3458 | 3.3458 | 0 | 0 | 4.2902 | -2.4319e-07 | -6.6613e-16 | 0 | 0 | 0.94437 | 0.94437 | 0.94437 | 0 | 0 | 0 | 0 | 0 | 0 | 0 | 0 | 0 | 0 | 0 | 0.95947 | 0 | 0 | 0 | 0 | 0.95947 | 15.6269 | 0
153 | 24.69 | 0.19396 | 0.35 | 0.25758 | 0.25758 | -6.5702 | 6.5702 | 0 | 0 | 7.0516 | -1.0192e-07 | -3.3307e-16 | 0 | 0 | 0.48142 | 0.48142 | 0.48142 | 0 | 0 | 0 | 0 | 0 | 0 | 0 | 0 | 0 | 0 | 0 | 0 | 0 | 0 | 0 | 0 | 0 | 16.1186 | 0
154 | 25.41 | 0.18686 | 0.35 | 0.24528 | 0.24528 | -9.3037 | 9.3037 | 0 | 0 | 9.6731 | -7.8917e-07 | -1.6653e-16 | 0 | 0 | 0.36935 | 0.36935 | 0.36935 | 0 | 0 | 0 | 0 | 0 | 0 | 0 | 0 | 0 | 0 | 0 | 0 | 0 | 0 | 0 | 0 | 0 | 16.9125 | 0
155 | 26.41 | 0.1878 | 0.35 | 0.24011 | 0.24011 | -10.3192 | 10.3192 | 0 | 0 | 11.3782 | -8.9407e-07 | -6.6613e-16 | 0 | 0 | 0.95588 | 1.059 | 1.059 | 0 | 0 | 0 | 0 | 0 | 0 | 0 | 0.10315 | 0.34461 | 0 | 0 | 0 | 0 | 0 | 0 | 0 | 0.44776 | 16.8512 | 0
156 | 27.18 | 0.1925 | 0.35 | 0.22341 | 0.22341 | -9.8228 | 0 | 9.8228 | 0 | 11.5565 | -3.7551e-07 | -3.3307e-16 | 0 | 0 | 0.45243 | 1.7338 | 1.7338 | -2.7826 | 2.7826 | 0 | 0 | 0 | 0 | 0 | 1.2814 | 4.3797 | 0 | 0 | 0 | 0 | 0 | 0 | 0 | 2.8784 | 16.3687 | 0
157 | 27.57 | 0.20037 | 0.35 | 0.20958 | 0.20958 | -11.0654 | 0 | 11.0654 | 0 | 12.2818 | -5.126e-07 | -6.6613e-16 | 0 | 0 | 1.2165 | 1.2165 | 1.2165 | 0 | 0 | 0 | 0 | 0 | 0 | 0 | 0 | 0 | 0 | 0 | 0 | 0 | 0 | 0 | 0 | 0 | 15.0407 | 0
158 | 27.88 | 0.22536 | 0.35 | 0.20952 | 0.20952 | -9.0366 | 0 | 9.0366 | 0 | 9.9219 | -1.7047e-07 | -6.6613e-16 | 0 | 0 | 0.77127 | 0.88529 | 0.88529 | 0 | 0 | 0 | 0 | 0 | 0 | 0 | 0.11402 | 0.3977 | 0 | 0 | 0 | 0 | 0 | 0 | 0 | 0.51172 | 15.6957 | 0
159 | 27.73 | 0.26341 | 0.35 | 0.22459 | 0.22459 | -0.93582 | 0 | 0.93582 | 0 | 1.3772 | 4.8131e-08 | -3.3307e-16 | 0 | 0 | 0.44143 | 0.44143 | 0.44143 | 0 | 0 | 0 | 0 | 0 | 0 | 0 | 0 | 0 | 0 | 0 | 0 | 0 | 0 | 0 | 0 | 0 | 12.0433 | 0
160 | 27.66 | 0.3447 | 0.35 | 0.26382 | 0.26382 | -7.2979 | 7.2979 | 0 | 0 | 7.8515 | -1.7226e-07 | -3.3307e-16 | 0 | 0 | 0.55357 | 0.55357 | 0.55357 | 0 | 0 | 0 | 0 | 0 | 0 | 0 | 0 | 0 | 0 | 0 | 0 | 0 | 0 | 0 | 0 | 0 | 13.5724 | 0
161 | 26.92 | 0.40716 | 0.35 | 0.29775 | 0.29775 | -1.116 | 1.116 | 0 | 0 | 2.458 | -3.2932e-07 | -6.6613e-16 | 0 | 0 | 1.3419 | 1.3419 | 1.3419 | 0 | 0 | 0 | 0 | 0 | 0 | 0 | 0 | 0 | 0 | 0 | 0 | 0 | 0 | 0 | 0 | 0 | 11.0655 | 0
162 | 25.72 | 0.46146 | 0.35 | 0.33792 | 0.33792 | 0 | 0 | 0 | 1.1268 | 0.3059 | 3.7253e-09 | -6.6613e-16 | 0 | 0 | 1.4327 | 1.4327 | 1.4327 | 0 | 0 | 0 | 0 | 0 | 0 | 0 | 0 | 0 | 0 | 0 | 0.57569 | 0 | 0 | 0 | 0 | 0.57569 | 8.3419 | 0
163 | 23.03 | 0.48712 | 0.35 | 0.36627 | 0.36627 | 0 | 0 | 0 | 1.0223 | 0 | 0 | -6.6613e-16 | 0 | 0 | 1.0223 | 1.0223 | 1.0223 | 0 | 0 | 0 | 0 | 0 | 0 | 0 | 0 | 0 | 0 | 0 | 0.38379 | 0 | 0 | 0 | 0 | 0.38379 | 4.9839 | 0
164 | 21.89 | 0.49219 | 0.35 | 0.37487 | 0.37487 | -17.8256 | 17.8256 | 0 | 19.0234 | 0 | 0 | -6.6613e-16 | 0 | 0 | 1.1979 | 1.1979 | 1.1979 | 0 | 0 | 0 | 0 | 0 | 0 | 0 | 0 | 0 | 0 | 0 | 0.63965 | 0 | 0 | 0 | 0 | 0.63965 | 3.6888 | 0
165 | 20.83 | 0.48183 | 0.35 | 0.37434 | 0.37434 | -3.7977 | 3.7977 | 0 | 4.4481 | 0 | 0 | -3.3307e-16 | 0 | 0 | 0.6504 | 0.6504 | 0.6504 | 0 | 0 | 0 | 0 | 0 | 0 | 0 | 0 | 0 | 0 | 0 | 1.0234 | 0 | 0 | 0 | 0 | 1.0234 | 2.4846 | 0
166 | 19.85 | 0.48866 | 0.35 | 0.34688 | 0.34688 | 0 | 0 | 0 | 1.2792 | 0 | 0 | -6.6613e-16 | 0 | 0 | 1.2792 | 1.2792 | 1.2792 | 0 | 0 | 0 | 0 | 0 | 0 | 0 | 0 | 0 | 0 | 0 | 0 | 0 | 0 | 0 | 0 | 0 | 1.5417 | 0
167 | 19.51 | 0.4924 | 0.35 | 0.34947 | 0.34947 | 0 | 0 | 0 | 1.1332 | 0 | 0 | -6.6613e-16 | 0 | 0 | 1.1332 | 1.1332 | 1.1332 | 0 | 0 | 0 | 0 | 0 | 0 | 0 | 0 | 0 | 0 | 0 | 0 | 0 | 0 | 0 | 0 | 0 | 1.5417 | 0

## ts_plot_transition
| Temp. air in °C | CO2 eq. [kg/kWh] | elec. price household [€/kWh] | elec. price heating [€/kWh] | elec. price e-mob. [€/kWh] | Helper variable: neg. sum el | Feed-in | Battery-charge | Battery-discharge | PV | PV curtailed | Grid-demand | Grid-heatpump | Grid-eMob | El. Demand | El. Demand with heating / AC | Total El. Demand incl. EV charging | Helper variable: neg. sum th | Dhw-storage-charge | Buffer-storage-charge | Buffer-storage-charge-HT | Th. inertia-charge | Heat gains used | Solar-thermal | Heatpump-el | Heatpump-ambient heat | Gas boiler | Direct el. heater | Dhw-storage-discharge | Buffer-storage-discharge | Buffer-storage-discharge-HT | Th. inertia-discharge | Roomheat Demand | Th. Demand | Heat gains | Qmax solar-thermal
0 | 4.03 | 0.59821 | 0.35 | 0.27372 | 0.27372 | 0 | 0 | 0 | 0 | 0 | 0 | -3.3307e-16 | 3.1295 | 0 | 0.68044 | 3.1226 | 3.1226 | 0 | 0 | 0 | 0 | 0 | 1.5417 | 0 | 2.4422 | 7.8144 | 0 | 0 | 0 | 0 | 0 | 0 | 11.7983 | 11.7983 | 1.5417 | 0
1 | 3.73 | 0.59181 | 0.35 | 0.26829 | 0.26829 | 0 | 0 | 0 | 0 | 0 | 0 | -3.3307e-16 | 2.7967 | 0 | 0.50455 | 2.7916 | 2.7916 | -1.1227 | 0 | 0 | 1.1227 | 0 | 1.5417 | 0 | 2.287 | 6.8705 | 0 | 0 | 0 | 0 | 0 | 0 | 9.0648 | 9.5765 | 1.5417 | 0
2 | 3.51 | 0.59695 | 0.35 | 0.26729 | 0.26729 | 0 | 0 | 0 | 0 | 0 | 0 | -3.3307e-16 | 3.0091 | 0 | 0.50766 | 3.0039 | 3.0039 | -1.5994 | 1.5938 | 0 | 0.0056134 | 0 | 1.5417 | 0 | 2.4963 | 6.7888 | 0 | 0 | 0 | 0 | 0 | 0 | 9.2273 | 9.2273 | 1.5417 | 0
3 | 2.97 | 0.59076 | 0.35 | 0.25972 | 0.25972 | 0 | 0 | 0 | 0 | 0 | 0 | -3.3307e-16 | 3.9011 | 0 | 0.53538 | 3.8957 | 3.8957 | -3.3934 | 3.3878 | 0 | 0.0056134 | 0 | 1.5417 | 0 | 3.3603 | 8.1177 | 0 | 0 | 0 | 0 | 0 | 0 | 9.6263 | 9.6263 | 1.5417 | 0
4 | 3.33 | 0.58394 | 0.35 | 0.24766 | 0.24766 | -0.9901 | 0 | 0.9901 | 0 | 0 | 0 | -3.3307e-16 | 4.9735 | 0 | 0.56428 | 3.9677 | 3.9677 | -3.8022 | 3.7966 | 0 | 0.0056134 | 0 | 1.5417 | 0 | 3.4034 | 8.2174 | 0 | 0 | 0 | 0 | 0 | 0 | 9.3603 | 9.3603 | 1.5417 | 0
5 | 3.72 | 0.55956 | 0.35 | 0.29534 | 0.29534 | 0 | 0 | 0 | 0 | 1.073 | 2.1718e-08 | -3.3307e-16 | 0.18615 | 0 | 0.623 | 1.2591 | 1.2591 | -0.0056134 | 0 | 0 | 0.0056134 | 0 | 6.4482 | 0 | 0.63614 | 1.9934 | 0 | 0 | 0 | 0 | 0 | 0 | 9.0722 | 9.0722 | 6.4482 | 0
6 | 5.03 | 0.53784 | 0.35 | 0.40362 | 0.40362 | 0 | 0 | 0 | 0 | 0.49342 | -6.8545e-09 | 0.5593 | 1.2307 | 0 | 0.5593 | 2.2834 | 2.2834 | 0 | 0 | 0 | 0 | 0 | 2.3559 | 0 | 1.7241 | 5.8846 | 0 | 0 | 0 | 0 | 1.0948 | 0 | 11.0595 | 11.0595 | 2.3559 | 0
7 | 5.77 | 0.51195 | 0.35 | 0.4168 | 0.4168 | 0 | 0 | 0 | 0.90701 | 0.79829 | -1.6838e-08 | 0.52722 | 0 | 0 | 0.52722 | 2.2325 | 2.2325 | 0 | 0 | 0 | 0 | 0 | 2.718 | 0 | 1.7053 | 6.0895 | 0 | 0 | 8.4434 | 0 | 0 | 0 | 10.5128 | 18.9562 | 2.718 | 0
8 | 6.89 | 0.47213 | 0.35 | 0.3869 | 0.3869 | -0.36294 | 0 | 0.36294 | 0 | 2.159 | 9.2387e-08 | -3.3307e-16 | 0 | 0 | 0.61633 | 1.7961 | 1.7961 | 0 | 0 | 0 | 0 | 0 | 4.011 | 0 | 1.1797 | 4.4946 | 0 | 0 | 0 | 0 | 0 | 0 | 9.6854 | 9.6854 | 4.011 | 0
9 | 7.77 | 0.42467 | 0.35 | 0.35637 | 0.35637 | -1.4634 | 0 | 1.4634 | 0 | 2.8581 | 7.9572e-08 | -3.3307e-16 | 0 | 0 | 0.53225 | 1.3947 | 1.3947 | 0 | 0 | 0 | 0 | 0 | 4.8151 | 0 | 0.86244 | 3.3577 | 0 | 0 | 0 | 0 | 0 | 0 | 9.0352 | 9.0352 | 4.8151 | 0
10 | 8.81 | 0.39031 | 0.35 | 0.35708 | 0.35708 | -4.2755 | 0 | 4.2755 | 0 | 5.1125 | -2.265e-07 | -3.3307e-16 | 0 | 0 | 0.59667 | 0.83703 | 0.83703 | 0 | 0 | 0 | 0 | 0 | 7.0713 | 0 | 0.24036 | 0.95522 | 0 | 0 | 0 | 0 | 0 | 0 | 8.2669 | 8.2669 | 7.0713 | 0
11 | 10.41 | 0.37375 | 0.35 | 0.34063 | 0.34063 | -4.6549 | 0 | 4.6549 | 0 | 5.4166 | -5.4181e-07 | -6.6613e-16 | 0 | 0 | 0.76173 | 0.76173 | 0.76173 | -0.18149 | 0 | 0 | 0 | 0.18149 | 7.2663 | 0 | 0 | 0 | 0 | 0 | 0 | 0 | 0 | 0 | 7.0849 | 7.0849 | 7.2663 | 0
12 | 11.61 | 0.35354 | 0.35 | 0.34224 | 0.34224 | -7.8315 | 0 | 7.8315 | 0 | 9.2274 | 6.038e-07 | -6.6613e-16 | 0 | 0 | 0.80001 | 1.396 | 1.396 | -2.1861 | 0 | 0 | 0 | 2.1861 | 8.3844 | 0 | 0.59594 | 1.259 | 0 | 0 | 0 | 0 | 0 | 0 | 6.1983 | 8.0533 | 8.3844 | 0
13 | 12.21 | 0.36614 | 0.35 | 0.33341 | 0.33341 | -6.9605 | 0 | 6.9605 | 0 | 12.2689 | -7.4267e-07 | -3.3307e-16 | 0 | 0 | 0.67231 | 5.3083 | 5.3083 | -16.7525 | 13.9875 | 0 | 1.1227 | 1.6423 | 7.3974 | 0 | 4.636 | 10.4741 | 0 | 0 | 0 | 0 | 0 | 0 | 5.7551 | 5.7551 | 7.3974 | 0
14 | 12.31 | 0.39717 | 0.35 | 0.32437 | 0.32437 | -2.2216 | 0 | 2.2216 | 0 | 7.3464 | -3.9935e-08 | -1.3323e-15 | 0 | 0 | 1.7273 | 5.1249 | 5.1249 | -16.306 | 4.4861 | 0 | 0.0056134 | 11.8143 | 6.4702 | 0 | 3.3976 | 12.1194 | 0 | 0 | 0 | 0 | 0 | 0 | 5.6812 | 5.6812 | 6.4702 | 0
15 | 11.93 | 0.42532 | 0.35 | 0.30983 | 0.30983 | 0 | 0 | 0 | 0 | 1.564 | -4.366e-08 | -6.6613e-16 | 0 | 0 | 0.90796 | 1.564 | 1.564 | -0.97234 | 0 | 0 | 0.0056134 | 0.96672 | 3.3315 | 0 | 0.65609 | 2.9467 | 0 | 0 | 0 | 0 | 0 | 0 | 5.9619 | 5.9619 | 3.3315 | 0
16 | 11.19 | 0.45989 | 0.35 | 0.32256 | 0.32256 | -3.7085 | 0 | 3.7085 | 0 | 5.4171 | 1.1861e-07 | -6.6613e-16 | 0 | 0 | 0.79199 | 1.7086 | 1.7086 | -2.6148 | 0.18358 | 0 | 0.0056134 | 2.4257 | 4.373 | 0 | 0.91661 | 3.8339 | 0 | 0 | 0 | 0 | 0 | 0 | 6.5086 | 6.5086 | 4.373 | 0
17 | 9.64 | 0.48932 | 0.35 | 0.38732 | 0.38732 | -1.3971 | 0 | 1.3971 | 0 | 3.9065 | 6.4373e-08 | -6.6613e-16 | 0 | 0 | 1.3531 | 2.5093 | 2.5093 | -0.43247 | 0.092018 | 0 | 0.0056134 | 0.33484 | 3.1907 | 0 | 1.1562 | 4.251 | 0 | 0 | 0 | 0 | 0 | 0 | 7.6537 | 8.1654 | 3.1907 | 0
18 | 8.57 | 0.50068 | 0.35 | 0.41933 | 0.41933 | 0 | 0 | 0 | 3.5643 | 0 | 0 | -6.6613e-16 | 0 | 0 | 1.4011 | 2.7951 | 3.5643 | -0.0056134 | 0 | 0 | 0.0056134 | 0 | 1.5417 | 0 | 1.3941 | 5.5141 | 0 | 0 | 1.1514 | 0 | 0 | 0 | 8.4442 | 9.5956 | 1.5417 | 0
19 | 6.82 | 0.50409 | 0.35 | 0.44566 | 0.44566 | 0 | 0 | 0 | 2.8615 | 0 | 0 | -1.3323e-15 | 0 | 0 | 1.5852 | 2.0922 | 2.8615 | -0.0056134 | 0 | 0 | 0.0056134 | 0 | 1.5417 | 0 | 0.50698 | 1.924 | 0 | 0 | 1.6631 | 0 | 0 | 5.7701 | 9.7371 | 11.4002 | 1.5417 | 0
20 | 6.36 | 0.50031 | 0.35 | 0.38859 | 0.38859 | 0 | 0 | 0 | 2.5263 | 0 | 0 | -1.3323e-15 | 0 | 0 | 1.7571 | 1.7571 | 2.5263 | 0 | 0 | 0 | 0 | 0 | 1.5417 | 0 | 0 | 0 | 0 | 0 | 2.4307 | 0 | 0 | 8.5352 | 10.0769 | 12.5076 | 1.5417 | 0
21 | 6.15 | 0.48123 | 0.35 | 0.37975 | 0.37975 | 0 | 0 | 0 | 4.3133 | 0 | 0 | -1.3323e-15 | 0 | 0 | 1.676 | 3.5441 | 4.3133 | 0 | 0 | 0 | 0 | 0 | 1.5417 | 0 | 1.8681 | 6.8223 | 0 | 0 | 1.0234 | 0 | 0 | 0 | 10.232 | 11.2555 | 1.5417 | 0
22 | 5.98 | 0.46573 | 0.35 | 0.35303 | 0.35303 | 0 | 0 | 0 | 3.0638 | 0 | 0 | -3.3307e-16 | 0 | 0 | 0.61938 | 2.2945 | 3.0638 | 0 | 0 | 0 | 0 | 0 | 1.5417 | 0 | 1.6752 | 6.0569 | 0 | 0 | 0 | 0 | 1.0839 | 0 | 10.3576 | 10.3576 | 1.5417 | 0
23 | 6.05 | 0.45813 | 0.35 | 0.34634 | 0.34634 | 0 | 0 | 0 | 3.3003 | 0 | 0 | -3.3307e-16 | 0 | 0 | 0.63843 | 2.5311 | 3.3003 | 0 | 0 | 0 | 0 | 0 | 1.5417 | 0 | 1.8927 | 6.8716 | 0 | 0 | 0.44776 | 0 | 0 | 0 | 10.3059 | 10.7537 | 1.5417 | 0
24 | 5.82 | 0.45918 | 0.35 | 0.26984 | 0.26984 | 0 | 0 | 0 | 0 | 0 | 0 | -6.6613e-16 | 2.6538 | 0.76923 | 0.78649 | 2.6458 | 3.415 | 0 | 0 | 0 | 0 | 0 | 1.5417 | 0 | 1.8593 | 7.0749 | 0 | 0 | 0 | 0 | 0 | 0 | 10.4758 | 10.4758 | 1.5417 | 0
25 | 5.26 | 0.47406 | 0.35 | 0.26728 | 0.26728 | 0 | 0 | 0 | 0 | 0 | 0 | -6.6613e-16 | 2.1595 | 0.76923 | 0.78428 | 2.1515 | 2.9208 | 0 | 0 | 0 | 0 | 0 | 1.5417 | 0 | 1.3673 | 5.0255 | 0 | 0 | 0 | 0 | 0 | 0 | 7.9345 | 7.9345 | 1.5417 | 0
26 | 5.04 | 0.47408 | 0.35 | 0.26022 | 0.26022 | 0 | 0 | 0 | 0 | 0 | 0 | -6.6613e-16 | 2.2256 | 0.76923 | 0.80009 | 2.2175 | 2.9867 | 0 | 0 | 0 | 0 | 0 | 1.5417 | 0 | 1.4174 | 5.1379 | 0 | 0 | 0 | 0 | 0 | 0 | 8.097 | 8.097 | 1.5417 | 0
27 | 5.29 | 0.47453 | 0.35 | 0.25229 | 0.25229 | 0 | 0 | 0 | 0 | 0 | 0 | -3.3307e-16 | 2.0808 | 9.7013 | 0.71307 | 2.0736 | 11.7749 | 0 | 0 | 0 | 0 | 0 | 1.5417 | 0 | 1.3605 | 5.0101 | 0 | 0 | 0 | 0 | 0 | 0 | 7.9123 | 7.9123 | 1.5417 | 0
28 | 5.41 | 0.48093 | 0.35 | 0.25363 | 0.25363 | 0 | 0 | 0 | 0 | 0 | 0 | -3.3307e-16 | 2.2016 | 0.76923 | 0.63542 | 2.1952 | 2.9644 | -1.0651 | 0 | 0 | 1.0651 | 0 | 1.5417 | 0 | 1.5598 | 5.7873 | 0 | 0 | 0 | 0 | 0 | 0 | 7.8236 | 7.8236 | 1.5417 | 0
29 | 5.49 | 0.48492 | 0.35 | 0.29046 | 0.29046 | 0 | 0 | 0 | 0 | 0.26822 | 2.1979e-08 | -6.6613e-16 | 1.9439 | 0.76923 | 1.0165 | 2.2046 | 2.9738 | -0.0053256 | 0 | 0 | 0.0053256 | 0 | 2.1518 | 0 | 1.1881 | 4.43 | 0 | 0 | 0 | 0 | 0 | 0 | 7.7645 | 7.7645 | 2.1518 | 0
30 | 5.73 | 0.48384 | 0.35 | 0.38096 | 0.38096 | 0 | 0 | 0 | 1.5255 | 1.1692 | -7.9721e-09 | -3.3307e-16 | 0 | 0 | 0.61726 | 1.9255 | 2.6947 | 0 | 0 | 0 | 0 | 0 | 3.2447 | 0 | 1.3082 | 4.9507 | 0 | 0 | 0 | 0 | 1.0387 | 0 | 10.5423 | 10.5423 | 3.2447 | 0
31 | 6.52 | 0.46046 | 0.35 | 0.40109 | 0.40109 | 0 | 0 | 0 | 0 | 3.0418 | 2.262e-07 | -3.3307e-16 | 0 | 0 | 0.60221 | 1.2047 | 3.0418 | 0 | 0 | 0 | 0 | 0 | 6.9664 | 0 | 0.60245 | 2.3898 | 0 | 0 | 5.8208 | 0 | 0 | 0 | 9.9587 | 15.7795 | 6.9664 | 0
32 | 7.09 | 0.42234 | 0.35 | 0.37904 | 0.37904 | -1.1925 | 0 | 1.1925 | 0 | 3.4142 | -1.7792e-07 | -3.3307e-16 | 0 | 0 | 0.591 | 2.2218 | 2.2218 | -2.7424 | 1.6772 | 0 | 1.0651 | 0 | 5.3548 | 0 | 1.6308 | 5.2944 | 0 | 0 | 0 | 0 | 0 | 0 | 9.5376 | 9.5376 | 5.3548 | 0
33 | 7.65 | 0.38976 | 0.35 | 0.36444 | 0.36444 | 0 | 0 | 0 | 0 | 2.7155 | 1.1444e-07 | -6.6613e-16 | 0 | 0 | 0.83903 | 2.7155 | 2.7155 | -3.5374 | 0.50025 | 0 | 0.0053256 | 3.0318 | 4.6436 | 0 | 1.8764 | 6.7808 | 0 | 0 | 0 | 0 | 0 | 0 | 9.1239 | 9.7635 | 4.6436 | 0
34 | 8.33 | 0.36716 | 0.35 | 0.34992 | 0.34992 | 0 | 0 | 0 | 0 | 3.196 | -1.6153e-07 | -6.6613e-16 | 0 | 0 | 0.88405 | 3.196 | 3.196 | -8.3403 | 0 | 0 | 0.0053256 | 8.335 | 5.1425 | 0 | 2.312 | 9.5074 | 0 | 0 | 0 | 0 | 0 | 0 | 8.6215 | 8.6215 | 5.1425 | 0
35 | 9.21 | 0.35765 | 0.35 | 0.34197 | 0.34197 | 0 | 0 | 0 | 0 | 2.0569 | -1.4886e-07 | -6.6613e-16 | 0 | 0 | 0.86425 | 2.0569 | 2.0569 | -1.2316 | 1.2263 | 0 | 0.0053256 | 0 | 3.9889 | 0 | 1.1926 | 4.0214 | 0 | 0 | 0 | 0 | 0 | 0 | 7.9714 | 7.9714 | 3.9889 | 0
36 | 9.79 | 0.36358 | 0.35 | 0.32942 | 0.32942 | 0 | 0 | 0 | 0 | 4.9697 | -2.867e-07 | -6.6613e-16 | 0 | 0 | 0.98297 | 4.9697 | 4.9697 | -9.0797 | 4.3316 | 0 | 0.0053256 | 4.7428 | 6.7318 | 0 | 3.9868 | 10.2537 | 0 | 0 | 0 | 0 | 0 | 0 | 7.5429 | 11.8925 | 6.7318 | 0
37 | 10 | 0.37248 | 0.35 | 0.31579 | 0.31579 | 0 | 0 | 0 | 0 | 2.5628 | -8.1658e-08 | -6.6613e-16 | 0 | 0 | 1.3591 | 2.5628 | 2.5628 | -3.1574 | 0 | 0 | 0.0053256 | 3.1521 | 4.3395 | 0 | 1.2037 | 5.0019 | 0 | 0 | 0 | 0 | 0 | 0 | 7.3878 | 7.3878 | 4.3395 | 0
38 | 10.09 | 0.38848 | 0.35 | 0.30459 | 0.30459 | 0 | 0 | 0 | 0 | 1.005 | 5.7817e-08 | -6.6613e-16 | 0.66355 | 0 | 0.78939 | 1.6686 | 1.6686 | -0.0053256 | 0 | 0 | 0.0053256 | 0 | 2.7722 | 0 | 0.8792 | 3.6752 | 0 | 0 | 0 | 0 | 0 | 0 | 7.3213 | 7.3213 | 2.7722 | 0
39 | 9.76 | 0.41564 | 0.35 | 0.31583 | 0.31583 | 0 | 0 | 0 | 0 | 1.0779 | -7.3686e-08 | -6.6613e-16 | 0.63514 | 0 | 0.7948 | 1.713 | 1.713 | -0.0053256 | 0 | 0 | 0.0053256 | 0 | 2.8422 | 0 | 0.91822 | 3.81 | 0 | 0 | 0 | 0 | 0 | 0 | 7.5651 | 7.5651 | 2.8422 | 0
40 | 9.38 | 0.44165 | 0.35 | 0.32005 | 0.32005 | 0 | 0 | 0 | 0 | 1.604 | -1.1623e-08 | -1.3323e-15 | 0.99507 | 0 | 1.6917 | 2.5982 | 2.5982 | -0.0053256 | 0 | 0 | 0.0053256 | 0 | 3.1924 | 0 | 0.90646 | 3.7523 | 0 | 0 | 0 | 0 | 0 | 0 | 7.8458 | 7.8458 | 3.1924 | 0
41 | 8.94 | 0.46898 | 0.35 | 0.36564 | 0.36564 | 0 | 0 | 0 | 0 | 1.2872 | -1.5199e-08 | -6.6613e-16 | 0 | 0 | 1.1919 | 1.2872 | 1.2872 | -0.0053256 | 0 | 0 | 0.0053256 | 0 | 2.5176 | 0 | 0.095292 | 0.39337 | 0 | 0 | 0.70362 | 0 | 0 | 5.1699 | 8.1709 | 8.8745 | 2.5176 | 0
42 | 8.38 | 0.4716 | 0.35 | 0.40022 | 0.40022 | 0 | 0 | 0 | 1.74 | 0 | 0 | -6.6613e-16 | 0 | 0 | 0.97077 | 0.97077 | 1.74 | 0 | 0 | 0 | 0 | 0 | 1.5417 | 0 | 0 | 0 | 0 | 0 | 0.83154 | 0 | 0 | 7.0429 | 8.5846 | 9.4161 | 1.5417 | 0
43 | 8.46 | 0.45664 | 0.35 | 0.4231 | 0.4231 | 0 | 0 | 0 | 3.111 | 0 | 0 | 1.476 | 0 | 0 | 2.9564 | 3.8177 | 4.587 | 0 | 0 | 0 | 0 | 0 | 1.5417 | 0 | 0.86128 | 3.5447 | 0 | 0 | 1.2793 | 0 | 1.0335 | 1.5443 | 8.5255 | 9.8048 | 1.5417 | 0
44 | 7.97 | 0.43816 | 0.35 | 0.36475 | 0.36475 | 0 | 0 | 0 | 2.2088 | 0 | 0 | 2.5598 | 0 | 0 | 2.5598 | 3.9993 | 4.7685 | 0 | 0 | 0 | 0 | 0 | 1.5417 | 0 | 1.4395 | 5.9063 | 0 | 0 | 0.44776 | 0 | 0 | 0 | 8.8875 | 9.3352 | 1.5417 | 0
45 | 7.68 | 0.42899 | 0.35 | 0.3559 | 0.3559 | 0 | 0 | 0 | 2.2529 | 0 | 0 | 3.3522 | 0 | 0 | 3.3522 | 4.8359 | 5.6051 | 0 | 0 | 0 | 0 | 0 | 1.5417 | 0 | 1.4837 | 6.0764 | 0 | 0 | 0.51172 | 0 | 0 | 0 | 9.1017 | 9.6134 | 1.5417 | 0
46 | 7.17 | 0.4191 | 0.35 | 0.34063 | 0.34063 | 0 | 0 | 0 | 0 | 0 | 0 | -1.3323e-15 | 4.437 | 0.76923 | 2.8466 | 4.4083 | 5.1775 | 0 | 0 | 0 | 0 | 0 | 1.5417 | 0 | 1.5617 | 6.3751 | 0 | 0 | 0 | 0 | 0 | 0 | 9.4785 | 9.4785 | 1.5417 | 0
47 | 6.89 | 0.41845 | 0.35 | 0.33551 | 0.33551 | 0 | 0 | 0 | 0 | 0 | 0 | -1.3323e-15 | 3.2191 | 0.76923 | 1.5912 | 3.203 | 3.9723 | 0 | 0 | 0 | 0 | 0 | 1.5417 | 0 | 1.6119 | 6.5318 | 0 | 0 | 0 | 0 | 0 | 0 | 9.6854 | 9.6854 | 1.5417 | 0
48 | 6.73 | 0.41449 | 0.35 | 0.25974 | 0.25974 | 0 | 0 | 0 | 0 | 0 | 0 | -3.3307e-16 | 2.4494 | 0.76923 | 0.66816 | 2.4427 | 3.2119 | 0 | 0 | 0 | 0 | 0 | 1.5417 | 0 | 1.7745 | 6.4874 | 0 | 0 | 0 | 0 | 0 | 0 | 9.8036 | 9.8036 | 1.5417 | 0
49 | 6.61 | 0.42065 | 0.35 | 0.25608 | 0.25608 | 0 | 0 | 0 | 0 | 0 | 0 | -3.3307e-16 | 1.7549 | 0.76923 | 0.58402 | 1.749 | 2.5182 | 0 | 0 | 0 | 0 | 0 | 1.5417 | 0 | 1.165 | 4.2305 | 0 | 0 | 0 | 0 | 0 | 0 | 6.9371 | 6.9371 | 1.5417 | 0
50 | 6.46 | 0.42115 | 0.35 | 0.2479 | 0.2479 | 0 | 0 | 0 | 0 | 0 | 0 | -3.3307e-16 | 2.0534 | 10.7692 | 0.60028 | 2.0474 | 12.8166 | -1.1515 | 0 | 0 | 1.1515 | 0 | 1.5417 | 0 | 1.4471 | 5.2106 | 0 | 0 | 0 | 0 | 0 | 0 | 7.0479 | 7.0479 | 1.5417 | 0
51 | 6.28 | 0.4389 | 0.35 | 0.24735 | 0.24735 | 0 | 0 | 0 | 0 | 0 | 0 | -3.3307e-16 | 3.0579 | 0.76923 | 0.61324 | 3.0517 | 3.8209 | -5.4896 | 0 | 0 | 0.0057574 | 5.4838 | 1.5417 | 0 | 2.4384 | 8.6904 | 0 | 0 | 0 | 0 | 0 | 0 | 7.1809 | 7.1809 | 1.5417 | 0
52 | 6.21 | 0.44456 | 0.35 | 0.24573 | 0.24573 | 0 | 0 | 0 | 0 | 0 | 0 | -3.3307e-16 | 3.4765 | 0.76923 | 0.59351 | 3.4705 | 4.2398 | -7.3984 | 0 | 0 | 0.0057574 | 7.3927 | 1.5417 | 0 | 2.877 | 10.2123 | 0 | 0 | 0 | 0 | 0 | 0 | 7.2326 | 7.2326 | 1.5417 | 0
53 | 6.25 | 0.44063 | 0.35 | 0.27992 | 0.27992 | 0 | 0 | 0 | 0 | 0.1758 | -6.7987e-09 | -3.3307e-16 | 1.6407 | 0.76923 | 0.65758 | 1.8117 | 2.5809 | -0.0057574 | 0 | 0 | 0.0057574 | 0 | 1.9487 | 0 | 1.1541 | 4.106 | 0 | 0 | 0 | 0 | 0 | 0 | 7.2031 | 7.2031 | 1.9487 | 0
54 | 6.47 | 0.4308 | 0.35 | 0.36054 | 0.36054 | 0 | 0 | 0 | 0 | 0.66684 | -5.9381e-08 | 0.78788 | 0 | 0.10239 | 0.78788 | 0.78788 | 1.5571 | 0 | 0 | 0 | 0 | 0 | 2.5671 | 0 | 0 | 0 | 0 | 0 | 0 | 0 | 0 | 7.4285 | 9.9956 | 9.9956 | 2.5671 | 0
55 | 7.46 | 0.39055 | 0.35 | 0.38005 | 0.38005 | 0 | 0 | 0 | 0 | 1.2698 | -6.3106e-08 | 0.69738 | 0 | 0 | 0.69738 | 1.198 | 1.9672 | 0 | 0 | 0 | 0 | 0 | 3.2607 | 0 | 0.50058 | 1.8816 | 0 | 0 | 7.4199 | 0 | 1.1173 | 2.5041 | 9.2643 | 16.6842 | 3.2607 | 0
56 | 7.82 | 0.31888 | 0.35 | 0.35216 | 0.35216 | 0 | 0 | 0 | 0 | 3.4956 | -9.1195e-08 | -3.3307e-16 | 0 | 0 | 0.73507 | 3.4956 | 3.4956 | -6.2643 | 5.1128 | 0 | 1.1515 | 0 | 5.5002 | 0 | 2.7605 | 7.0019 | 0 | 0 | 0 | 0 | 0 | 0 | 8.9983 | 8.9983 | 5.5002 | 0
57 | 9.03 | 0.27325 | 0.35 | 0.32091 | 0.32091 | 0 | 0 | 0 | 0 | 3.2385 | -2.1666e-07 | -3.3307e-16 | 0 | 0 | 0.51214 | 3.2385 | 3.2385 | -5.7109 | 5.7052 | 0 | 0.0057574 | 0 | 5.1156 | 0 | 2.7264 | 6.485 | 0 | 0 | 0 | 0 | 0 | 0 | 8.1044 | 8.6161 | 5.1156 | 0
58 | 9.09 | 0.26351 | 0.35 | 0.31307 | 0.31307 | 0 | 0 | 0 | 0 | 3.6568 | 7.7784e-08 | -3.3307e-16 | 0 | 0 | 0.53088 | 3.6568 | 3.6568 | -7.7949 | 7.6652 | 0 | 0.0057574 | 0.12398 | 5.6364 | 0 | 3.1259 | 7.0926 | 0 | 0 | 0 | 0 | 0 | 0 | 8.06 | 8.06 | 5.6364 | 0
59 | 9.93 | 0.26122 | 0.35 | 0.26679 | 0.26679 | 0 | 0 | 0 | 0 | 1.7917 | -3.919e-08 | -3.3307e-16 | 0 | 0 | 0.60105 | 1.7917 | 1.7917 | -2.1932 | 0.092018 | 0 | 0.0057574 | 2.0954 | 3.7239 | 0 | 1.1906 | 4.7182 | 0 | 0 | 0 | 0 | 0 | 0 | 7.4395 | 7.4395 | 3.7239 | 0
60 | 9.33 | 0.26238 | 0.35 | 0.24324 | 0.24324 | 0 | 0 | 0 | 0 | 1.5286 | 1.7583e-08 | -6.6613e-16 | 3.1759 | 0 | 1.3976 | 4.7046 | 4.7046 | -4.2213 | 0 | 0 | 0.0057574 | 4.2155 | 3.4435 | 0 | 3.307 | 9.959 | 0 | 0 | 0 | 0 | 0 | 0 | 7.8827 | 12.4882 | 3.4435 | 0
61 | 7.36 | 0.27423 | 0.35 | 0.22002 | 0.22002 | -0.33789 | 0 | 0.33789 | 0 | 1.3825 | 5.4836e-08 | -6.6613e-16 | 2.9764 | 0 | 1.0446 | 4.021 | 4.021 | -6.6582 | 0.18358 | 0 | 0.0057574 | 6.4688 | 3.1714 | 0 | 2.9764 | 10.5522 | 0 | 0 | 0 | 0 | 0 | 0 | 9.3381 | 10.0417 | 3.1714 | 0
62 | 6.49 | 0.29633 | 0.35 | 0.218 | 0.218 | -17.8281 | 0 | 17.8281 | 0 | 1.1238 | -2.0489e-08 | -6.6613e-16 | 20.8143 | 0 | 1.0495 | 3.9306 | 3.9306 | -6.1009 | 0.092018 | 0 | 0.0057574 | 6.0032 | 2.8701 | 0 | 2.8811 | 10.3306 | 0 | 0 | 0 | 0 | 0 | 0 | 9.9809 | 9.9809 | 2.8701 | 0
63 | 5.81 | 0.31598 | 0.35 | 0.23916 | 0.23916 | 0 | 0 | 0 | 0 | 0.65563 | 4.366e-08 | -3.3307e-16 | 1.9842 | 0 | 0.51157 | 2.6398 | 2.6398 | -0.43262 | 0.092018 | 0 | 0.0057574 | 0.33484 | 2.4086 | 0 | 2.1282 | 6.9547 | 0 | 0 | 0 | 0 | 0 | 0 | 10.4832 | 11.0589 | 2.4086 | 0
64 | 5.36 | 0.35657 | 0.35 | 0.2707 | 0.2707 | 0 | 0 | 0 | 0 | 0.46599 | 1.356e-08 | -3.3307e-16 | 2.1112 | 0 | 0.49902 | 2.5769 | 2.5769 | -0.43262 | 0.092018 | 0 | 0.0057574 | 0.33484 | 2.2129 | 0 | 2.0779 | 6.9575 | 0 | 0 | 0 | 0 | 0 | 0 | 10.8157 | 10.8157 | 2.2129 | 0
65 | 4.95 | 0.38963 | 0.35 | 0.34465 | 0.34465 | 0 | 0 | 0 | 0 | 0.99487 | -9.8348e-09 | -6.6613e-16 | 2.094 | 0 | 1.0597 | 3.0883 | 3.0883 | -0.0057574 | 0 | 0 | 0.0057574 | 0 | 2.4178 | 0 | 2.0285 | 6.678 | 0 | 0 | 0.51172 | 0 | 0 | 0 | 11.1186 | 11.6303 | 2.4178 | 0
66 | 4.58 | 0.4182 | 0.35 | 0.38007 | 0.38007 | 0 | 0 | 0 | 3.1068 | 0 | 0 | 0.70773 | 0 | 0 | 0.70773 | 3.0453 | 3.8145 | -0.0057574 | 0 | 0 | 0.0057574 | 0 | 1.5417 | 0 | 2.3376 | 7.5184 | 0 | 0 | 0.57569 | 0 | 0 | 0 | 11.3919 | 11.9676 | 1.5417 | 0
67 | 4.29 | 0.42226 | 0.35 | 0.41404 | 0.41404 | 0 | 0 | 0 | 3.1917 | 0 | 0 | 1.0798 | 0 | 0 | 1.0798 | 3.5022 | 4.2714 | -0.0057574 | 0 | 0 | 0.0057574 | 0 | 1.5417 | 0 | 2.4224 | 7.6478 | 0 | 0 | 0.95947 | 0 | 0 | 0 | 11.6062 | 12.5656 | 1.5417 | 0
68 | 3.68 | 0.4264 | 0.35 | 0.37441 | 0.37441 | 0 | 0 | 0 | 2.6679 | 0 | 0 | 0.85889 | 0 | 0 | 0.85889 | 2.7575 | 3.5268 | 0 | 0 | 0 | 0 | 0 | 1.5417 | 0 | 1.8986 | 5.7573 | 0 | 0 | 0.83154 | 0 | 0 | 2.8592 | 12.0568 | 12.8884 | 1.5417 | 0
69 | 3.18 | 0.427 | 0.35 | 0.35322 | 0.35322 | 0 | 0 | 0 | 0 | 0 | 0 | 1.5778 | 0 | 0.76923 | 1.5778 | 1.5778 | 2.347 | 0 | 0 | 0 | 0 | 0 | 1.5417 | 0 | 0 | 0 | 0 | 0 | 1.2153 | 0 | 0 | 10.8845 | 12.4262 | 13.6415 | 1.5417 | 0
70 | 2.8 | 0.41606 | 0.35 | 0.344 | 0.344 | 0 | 0 | 0 | 0 | 0 | 0 | -1.3323e-15 | 5.4908 | 0.76923 | 2.5667 | 5.4649 | 6.2341 | 0 | 0 | 0 | 0 | 0 | 1.5417 | 0 | 2.8982 | 8.267 | 0 | 0 | 0 | 0 | 0 | 0 | 12.7069 | 12.7069 | 1.5417 | 0
71 | 2.43 | 0.43074 | 0.35 | 0.34138 | 0.34138 | 0 | 0 | 0 | 0 | 0 | 0 | -1.3323e-15 | 5.0499 | 0.76923 | 2.2607 | 5.0271 | 5.7963 | 0 | 0 | 0 | 0 | 0 | 1.5417 | 0 | 2.7664 | 7.6818 | 0 | 0 | 0 | 0 | 0.99043 | 0 | 12.9803 | 12.9803 | 1.5417 | 0
72 | 2.39 | 0.44446 | 0.35 | 0.26621 | 0.26621 | 0 | 0 | 0 | 0 | 0 | 0 | -3.3307e-16 | 3.4951 | 0.76923 | 0.47777 | 3.4903 | 4.2595 | 0 | 0 | 0 | 0 | 0 | 1.5417 | 0 | 3.0125 | 8.3405 | 0 | 0 | 0 | 0 | 0.11515 | 0 | 13.0098 | 13.0098 | 1.5417 | 0
73 | 2.09 | 0.44908 | 0.35 | 0.26283 | 0.26283 | 0 | 0 | 0 | 0 | 0 | 0 | -3.3307e-16 | 2.9388 | 0.76923 | 0.57685 | 2.9329 | 3.7022 | 0 | 0 | 0 | 0 | 0 | 1.5417 | 0 | 2.3561 | 6.3786 | 0 | 0 | 0 | 0 | 0 | 0 | 10.2764 | 10.2764 | 1.5417 | 0
74 | 2.2 | 0.46413 | 0.35 | 0.26275 | 0.26275 | 0 | 0 | 0 | 0 | 0 | 0 | -1.6653e-16 | 2.694 | 0.76923 | 0.37021 | 2.6903 | 3.4595 | 0 | 0 | 0 | 0 | 0 | 1.5417 | 0 | 2.3201 | 6.3333 | 0 | 0 | 0 | 0 | 0 | 0 | 10.1951 | 10.1951 | 1.5417 | 0
75 | 2.23 | 0.47185 | 0.35 | 0.25637 | 0.25637 | 0 | 0 | 0 | 0 | 0 | 0 | -1.6653e-16 | 2.9362 | 0.76923 | 0.31449 | 2.9331 | 3.7023 | -1.1515 | 0 | 0 | 1.1515 | 0 | 1.5417 | 0 | 2.6186 | 7.1642 | 0 | 0 | 0 | 0 | 0 | 0 | 10.1729 | 10.1729 | 1.5417 | 0
76 | 2.21 | 0.47578 | 0.35 | 0.24679 | 0.24679 | 0 | 0 | 0 | 0 | 0 | 0 | -1.6653e-16 | 3.5992 | 10.7692 | 0.28066 | 3.5964 | 14.3656 | -2.5117 | 2.5059 | 0 | 0.0057574 | 0 | 1.5417 | 0 | 3.3157 | 7.842 | 0 | 0 | 0 | 0 | 0 | 0 | 10.1877 | 10.1877 | 1.5417 | 0
77 | 2.29 | 0.46872 | 0.35 | 0.27818 | 0.27818 | 0 | 0 | 0 | 0 | 0.43455 | -1.4007e-08 | -3.3307e-16 | 2.0701 | 0.76923 | 0.46828 | 2.5044 | 3.2736 | -0.0057574 | 0 | 0 | 0.0057574 | 0 | 2.5028 | 0 | 2.0361 | 5.5955 | 0 | 0 | 0 | 0 | 0 | 0 | 10.1286 | 10.1286 | 2.5028 | 0
78 | 2.83 | 0.45011 | 0.35 | 0.37561 | 0.37561 | 0 | 0 | 0 | 1.0789 | 1.611 | -4.0829e-08 | 0.34634 | 0 | 0 | 0.34634 | 2.267 | 3.0363 | 0 | 0 | 0 | 0 | 0 | 4.1507 | 0 | 1.9207 | 5.4905 | 0 | 0 | 0 | 0 | 1.1229 | 0 | 12.6848 | 12.6848 | 4.1507 | 0
79 | 3.25 | 0.43029 | 0.35 | 0.3921 | 0.3921 | 0 | 0 | 0 | 1.2839 | 1.6889 | -5.3346e-08 | 0.46115 | 0 | 0 | 0.46115 | 2.6647 | 3.4339 | 0 | 0 | 0 | 0 | 0 | 3.6829 | 0 | 2.2035 | 6.4881 | 0 | 0 | 15.2876 | 0 | 0 | 0 | 12.3745 | 27.6621 | 3.6829 | 0
80 | 4.02 | 0.40339 | 0.35 | 0.37527 | 0.37527 | 0 | 0 | 0 | 0.48195 | 1.5697 | 4.3213e-08 | 0.66669 | 0 | 0 | 0.66669 | 2.7184 | 2.7184 | 0 | 0 | 0 | 0 | 0 | 3.39 | 0 | 2.0517 | 6.364 | 0 | 0 | 0 | 0 | 0 | 0 | 11.8056 | 11.8056 | 3.39 | 0
81 | 5.13 | 0.39103 | 0.35 | 0.35526 | 0.35526 | 0 | 0 | 0 | 0 | 2.4392 | -5.4091e-08 | -3.3307e-16 | 0 | 0 | 0.3902 | 2.4392 | 2.4392 | -1.327 | 1.327 | 0 | 0 | 0 | 4.2534 | 0 | 2.049 | 6.0103 | 0 | 0 | 0 | 0 | 0 | 0 | 10.9856 | 10.9856 | 4.2534 | 0
82 | 5.74 | 0.36853 | 0.35 | 0.34622 | 0.34622 | 0 | 0 | 0 | 0 | 2.6796 | 4.828e-08 | -6.6613e-16 | 0 | 0 | 1.0785 | 2.6796 | 2.6796 | -0.71999 | 0.71999 | 0 | 0 | 0 | 4.5814 | 0 | 1.6011 | 5.0725 | 0 | 0 | 0 | 0 | 0 | 0 | 10.5349 | 10.5349 | 4.5814 | 0
83 | 6.75 | 0.35053 | 0.35 | 0.33796 | 0.33796 | 0 | 0 | 0 | 0 | 3.8905 | 5.424e-08 | -1.6653e-16 | 0 | 0 | 0.36378 | 3.8905 | 3.8905 | -6.8655 | 6.8655 | 0 | 0 | 0 | 5.8053 | 0 | 3.5267 | 7.898 | 0 | 0 | 0 | 0 | 0 | 0 | 9.7888 | 10.3645 | 5.8053 | 0
84 | 7.74 | 0.34851 | 0.35 | 0.33477 | 0.33477 | 0 | 0 | 0 | 0 | 3.6759 | -2.9206e-07 | -6.6613e-16 | 0 | 0 | 0.77964 | 3.6759 | 3.6759 | -5.9959 | 1.9056 | 0 | 1.1515 | 2.9388 | 5.6 | 0 | 2.8962 | 8.412 | 0 | 0 | 0 | 0 | 0 | 0 | 9.0574 | 10.9124 | 5.6 | 0
85 | 8.88 | 0.34753 | 0.35 | 0.32023 | 0.32023 | 0 | 0 | 0 | 0 | 2.2649 | 5.722e-08 | -6.6613e-16 | 0 | 0 | 0.97172 | 2.2649 | 2.2649 | -2.1659 | 0 | 0 | 0.0057574 | 2.1602 | 4.0366 | 0 | 1.2932 | 5.0513 | 0 | 0 | 0 | 0 | 0 | 0 | 8.2152 | 8.2152 | 4.0366 | 0
86 | 9.39 | 0.36356 | 0.35 | 0.31488 | 0.31488 | 0 | 0 | 0 | 0 | 2.364 | 1.2413e-07 | -6.6613e-16 | 0 | 0 | 0.99598 | 2.364 | 2.364 | -3.0044 | 0 | 0 | 0.0057574 | 2.9986 | 4.0588 | 0 | 1.368 | 5.416 | 0 | 0 | 0 | 0 | 0 | 0 | 7.8384 | 7.8384 | 4.0588 | 0
87 | 10.32 | 0.38082 | 0.35 | 0.30831 | 0.30831 | 0 | 0 | 0 | 0 | 0.91916 | -6.7055e-09 | -3.3307e-16 | 0.39568 | 0 | 0.437 | 1.3148 | 1.3148 | 0 | 0 | 0 | 0 | 0 | 2.6883 | 0 | 0.87784 | 3.5852 | 0 | 0 | 0.63965 | 0 | 0 | 0 | 7.1514 | 7.791 | 2.6883 | 0
88 | 10.43 | 0.40648 | 0.35 | 0.31634 | 0.31634 | 0 | 0 | 0 | 0 | 2.3288 | 2.8461e-08 | -3.3307e-16 | 0 | 0 | 0.57935 | 2.3288 | 2.3288 | -5.4463 | 0 | 0 | 0.011486 | 5.4348 | 3.585 | 0 | 1.7494 | 7.182 | 0 | 0 | 0.38379 | 0 | 0 | 0 | 7.0701 | 7.4539 | 3.585 | 0
89 | 9.74 | 0.44257 | 0.35 | 0.36928 | 0.36928 | 0 | 0 | 0 | 0 | 0.31518 | -1.9707e-08 | 0.78184 | 0.79119 | 0 | 0.78184 | 1.8882 | 1.8882 | -0.0057574 | 0 | 0 | 0.0057574 | 0 | 2.059 | 0 | 1.1064 | 4.4202 | 0 | 0 | 0.44776 | 0 | 0 | 0 | 7.5798 | 8.0276 | 2.059 | 0
90 | 8.51 | 0.45168 | 0.35 | 0.40747 | 0.40747 | 0 | 0 | 0 | 1.4283 | 0 | 0 | 1.6515 | 0 | 0 | 1.6515 | 3.0798 | 3.0798 | -0.0057574 | 0 | 0 | 0.0057574 | 0 | 1.5417 | 0 | 1.4283 | 5.5243 | 0 | 0 | 2.1108 | 0 | 0 | 0 | 8.4885 | 10.5994 | 1.5417 | 0
91 | 7.54 | 0.44233 | 0.35 | 0.43271 | 0.43271 | 0 | 0 | 0 | 1.6088 | 0 | 0 | 1.2123 | 0 | 0 | 1.2123 | 2.8211 | 2.8211 | -0.0057574 | 0 | 0 | 0.0057574 | 0 | 1.5417 | 0 | 1.6088 | 6.0605 | 0 | 0 | 2.0469 | 0 | 0 | 0 | 9.2051 | 11.252 | 1.5417 | 0
92 | 6.5 | 0.431 | 0.35 | 0.38069 | 0.38069 | 0 | 0 | 0 | 1.4389 | 0 | 0 | 1.0801 | 0 | 0 | 1.0801 | 2.519 | 2.519 | 0 | 0 | 0 | 0 | 0 | 1.5417 | 0 | 1.4389 | 5.1927 | 0 | 0 | 2.1108 | 0 | 0 | 1.8002 | 9.9735 | 12.0843 | 1.5417 | 0
93 | 5.68 | 0.42331 | 0.35 | 0.37678 | 0.37678 | 0 | 0 | 0 | 0 | 0 | 0 | 1.4178 | 0 | 0 | 1.4178 | 1.4178 | 1.4178 | 0 | 0 | 0 | 0 | 0 | 1.5417 | 0 | 0 | 0 | 0 | 0 | 1.7271 | 0 | 1.1173 | 7.9203 | 10.5793 | 12.3063 | 1.5417 | 0
94 | 5 | 0.39347 | 0.35 | 0.35329 | 0.35329 | 0 | 0 | 0 | 0 | 0 | 0 | 1.1408 | 2.2175 | 0 | 1.1408 | 3.3583 | 3.3583 | 0 | 0 | 0 | 0 | 0 | 1.5417 | 0 | 2.2175 | 7.3225 | 0 | 0 | 0 | 0 | 0 | 0 | 11.0816 | 11.0816 | 1.5417 | 0
95 | 4.6 | 0.39036 | 0.35 | 0.3334 | 0.3334 | 0 | 0 | 0 | 0 | 0 | 0 | -3.3307e-16 | 2.9407 | 0 | 0.60412 | 2.9346 | 2.9346 | 0 | 0 | 0 | 0 | 0 | 1.5417 | 0 | 2.3304 | 7.505 | 0 | 0 | 0.70362 | 0 | 0 | 0 | 11.3772 | 12.0808 | 1.5417 | 0
96 | 4.36 | 0.39214 | 0.35 | 0.26132 | 0.26132 | 0 | 0 | 0 | 0 | 0 | 0 | -1.6653e-16 | 2.8488 | 0 | 0.35979 | 2.8451 | 2.8451 | -0.35455 | 0 | 0 | 0.35455 | 0 | 1.5417 | 0 | 2.4854 | 7.882 | 0 | 0 | 0 | 0 | 0 | 0 | 11.5545 | 11.5545 | 1.5417 | 0
97 | 3.87 | 0.40041 | 0.35 | 0.25343 | 0.25343 | 0 | 0 | 0 | 0 | 0 | 0 | -1.6653e-16 | 3.7366 | 0 | 0.32471 | 3.7333 | 3.7333 | -4.4295 | 3.6308 | 0 | 0.7987 | 0 | 1.5417 | 0 | 3.4086 | 8.4406 | 0 | 0 | 0 | 0 | 0 | 0 | 8.9614 | 8.9614 | 1.5417 | 0
98 | 3.52 | 0.41181 | 0.35 | 0.25231 | 0.25231 | 0 | 0 | 0 | 0 | 0 | 0 | -1.6653e-16 | 2.5342 | 0 | 0.36251 | 2.5305 | 2.5305 | -0.0057574 | 0 | 0 | 0.0057574 | 0 | 1.5417 | 0 | 2.168 | 6.1556 | 0 | 0 | 0 | 0 | 0 | 0 | 9.2199 | 9.8596 | 1.5417 | 0
99 | 3.36 | 0.41982 | 0.35 | 0.251 | 0.251 | 0 | 0 | 0 | 0 | 0 | 0 | -3.3307e-16 | 3.3732 | 0 | 0.39612 | 3.3692 | 3.3692 | -3.9975 | 0 | 0 | 0.0057574 | 3.9917 | 1.5417 | 0 | 2.9731 | 8.8209 | 0 | 0 | 0 | 0 | 0 | 0 | 9.3381 | 9.3381 | 1.5417 | 0
100 | 2.85 | 0.41648 | 0.35 | 0.24713 | 0.24713 | 0 | 0 | 0 | 0 | 0 | 0 | -3.3307e-16 | 3.5985 | 10 | 0.49496 | 3.5935 | 13.5935 | -3.3483 | 0.86984 | 0 | 0.0057574 | 2.4727 | 1.5417 | 0 | 3.0986 | 8.423 | 0 | 0 | 0 | 0 | 0 | 0 | 9.7149 | 9.7149 | 1.5417 | 0
101 | 2.61 | 0.42422 | 0.35 | 0.27661 | 0.27661 | 0 | 0 | 0 | 0 | 0.097075 | -1.695e-09 | -3.3307e-16 | 2.5612 | 0 | 0.53775 | 2.6538 | 2.6538 | -0.0057574 | 0 | 0 | 0.0057574 | 0 | 1.8282 | 0 | 2.1161 | 5.9537 | 0 | 0 | 0 | 0 | 0 | 0 | 9.8922 | 9.8922 | 1.8282 | 0
102 | 3.96 | 0.40709 | 0.35 | 0.36655 | 0.36655 | 0 | 0 | 0 | 0 | 0.75249 | -5.6401e-08 | 0.34254 | 0 | 0 | 0.34254 | 1.095 | 1.095 | 0 | 0 | 0 | 0 | 0 | 2.6575 | 0 | 0.75249 | 2.3249 | 0 | 0 | 0 | 0 | 1.1229 | 4.9922 | 11.85 | 11.85 | 2.6575 | 0
103 | 5.67 | 0.36751 | 0.35 | 0.38429 | 0.38429 | 0 | 0 | 0 | 0 | 2.99 | -6.1095e-08 | -6.6613e-16 | 0 | 0 | 0.77411 | 2.99 | 2.99 | 0 | 0 | 0 | 0 | 0 | 6.2703 | 0 | 2.2159 | 5.4833 | 0 | 0 | 4.293 | 0 | 0 | 0 | 10.5867 | 18.2625 | 6.2703 | 0
104 | 7.63 | 0.32124 | 0.35 | 0.37038 | 0.37038 | -0.33367 | 0.33367 | 0 | 0 | 5.0116 | -5.2154e-08 | -3.3307e-16 | 0 | 0 | 0.72932 | 4.678 | 4.678 | 0 | 0 | 0 | 0 | 0 | 9.0914 | 0 | 3.9486 | 7.2925 | 0 | 0 | 0 | 0 | 0 | 0 | 9.1387 | 20.3325 | 9.0914 | 0
105 | 9.36 | 0.27031 | 0.35 | 0.34396 | 0.34396 | -6.5643 | 6.5643 | 0 | 0 | 7.1843 | -9.8944e-08 | -3.3307e-16 | 0 | 0 | 0.42542 | 0.62008 | 0.62008 | -1.8511 | 0 | 0 | 0 | 1.8511 | 9.7117 | 0 | 0.19466 | 0.38102 | 0 | 0 | 0 | 0 | 0 | 0 | 7.8606 | 8.4363 | 9.7117 | 0
106 | 10.72 | 0.25116 | 0.35 | 0.32484 | 0.32484 | -9.9243 | 9.9243 | 0 | 0 | 11.3387 | 4.1246e-07 | -6.6613e-16 | 0 | 0 | 1.4144 | 1.4144 | 1.4144 | -4.021 | 0 | 0 | 0 | 4.021 | 10.8769 | 0 | 0 | 0 | 0 | 0 | 0 | 0 | 0 | 0 | 6.8558 | 6.8558 | 10.8769 | 0
107 | 12.4 | 0.23896 | 0.35 | 0.28737 | 0.28737 | -12.3209 | 12.3209 | 0 | 0 | 12.823 | -1.1337e-06 | -3.3307e-16 | 0 | 0 | 0.5021 | 0.5021 | 0.5021 | -3.1851 | 0 | 0 | 0 | 3.1851 | 8.7998 | 0 | 0 | 0 | 0 | 0 | 0 | 0 | 0 | 0 | 5.6147 | 5.6147 | 9.3261 | 0
108 | 13.8 | 0.23079 | 0.35 | 0.24042 | 0.24042 | -12.9429 | 9.3607 | 3.5822 | 0 | 13.8157 | -4.0293e-07 | -3.3307e-16 | 0 | 0 | 0.42238 | 0.87283 | 0.87283 | 0 | 0 | 0 | 0 | 0 | 4.5804 | 0 | 0.45046 | 1.0207 | 0 | 0 | 0 | 0 | 0 | 0 | 4.5804 | 6.0516 | 7.4204 | 0
109 | 15.18 | 0.23185 | 0.35 | 0.2218 | 0.2218 | -13.4543 | 0 | 13.4543 | 0 | 14.2305 | -3.6597e-07 | -6.6613e-16 | 0 | 0 | 0.77628 | 0.77628 | 0.77628 | -2.7639 | 0 | 0 | 0 | 2.7639 | 6.3248 | 0 | 0 | 0 | 0 | 0 | 0 | 0 | 0 | 0 | 3.5609 | 3.5609 | 6.3248 | 0
110 | 15.88 | 0.24695 | 0.35 | 0.20482 | 0.20482 | -10.7069 | 0 | 10.7069 | 0 | 13.5423 | -2.8253e-07 | -3.3307e-16 | 0 | 0 | 0.41007 | 2.8354 | 2.8354 | -11.332 | 3.1644 | 5.1097 | 0 | 3.0579 | 6.1016 | 0 | 2.4253 | 5.8488 | 0 | 0 | 0 | 0 | 0 | 0 | 3.0438 | 3.0438 | 6.1016 | 0
111 | 16.23 | 0.29029 | 0.35 | 0.23892 | 0.23892 | -6.2388 | 0 | 6.2388 | 0 | 11.5171 | -3.6359e-07 | -1.6653e-16 | 0 | 0 | 0.3659 | 5.2784 | 5.2784 | -18.2087 | 15.2551 | 0.025548 | 0 | 2.9281 | 5.7133 | 0 | 4.9125 | 11.9673 | 0 | 0 | 0 | 0 | 0 | 0 | 2.7852 | 4.3843 | 5.7133 | 0
112 | 16.19 | 0.37975 | 0.35 | 0.29284 | 0.29284 | -6.6843 | 6.6843 | 0 | 0 | 7.8412 | -1.514e-07 | -3.3307e-16 | 0 | 0 | 0.69419 | 1.1569 | 1.1569 | -2.0554 | 0.092018 | 0.025548 | 0 | 1.9378 | 4.7526 | 0 | 0.46275 | 1.126 | 0 | 0 | 0 | 0 | 0 | 0 | 2.8147 | 4.2859 | 4.7526 | 0
113 | 15.17 | 0.43077 | 0.35 | 0.37 | 0.37 | -2.982 | 2.982 | 0 | 0 | 4.1885 | -1.7136e-07 | -6.6613e-16 | 0 | 0 | 1.11 | 1.2065 | 1.2065 | -0.3406 | 0 | 0 | 0.0057574 | 0.33484 | 3.3279 | 0 | 0.096475 | 0.48448 | 0 | 0 | 1.1514 | 0 | 0 | 0 | 3.5683 | 4.7197 | 3.3279 | 0
114 | 13.06 | 0.42603 | 0.35 | 0.40902 | 0.40902 | 0 | 0 | 0 | 8.0033 | 0 | 0 | -6.6613e-16 | 0 | 0 | 0.85471 | 1.4944 | 8.0033 | -0.0057574 | 0 | 0 | 0.0057574 | 0 | 1.5417 | 0 | 0.63971 | 2.9515 | 0 | 0 | 1.7271 | 0 | 0 | 0 | 5.1271 | 6.8542 | 1.5417 | 0
115 | 11.79 | 0.40074 | 0.35 | 0.43383 | 0.43383 | -5.8942 | 5.8942 | 0 | 8.0646 | 0 | 0 | -6.6613e-16 | 0 | 0 | 1.3267 | 2.1704 | 2.1704 | -0.0057574 | 0 | 0 | 0.0057574 | 0 | 1.5417 | 0 | 0.84374 | 3.6857 | 0 | 0 | 0 | 0 | 0 | 0 | 6.0654 | 6.0654 | 1.5417 | 0
116 | 11.05 | 0.38755 | 0.35 | 0.36267 | 0.36267 | 0 | 0 | 0 | 2.2626 | 0 | 0 | -6.6613e-16 | 0 | 0 | 1.2912 | 2.2626 | 2.2626 | -0.0057574 | 0 | 0 | 0.0057574 | 0 | 1.5417 | 0 | 0.97147 | 4.1047 | 0 | 0 | 1.791 | 0 | 0 | 0 | 6.612 | 8.4031 | 1.5417 | 0
117 | 9.37 | 0.3787 | 0.35 | 0.36146 | 0.36146 | 0 | 0 | 0 | 0.84485 | 0 | 0 | -6.6613e-16 | 0 | 0 | 0.84485 | 0.84485 | 0.84485 | 0 | 0 | 0 | 0 | 0 | 1.5417 | 0 | 0 | 0 | 0 | 0 | 1.1514 | 0 | 0 | 6.3115 | 7.8532 | 9.0046 | 1.5417 | 0
118 | 9.81 | 0.38629 | 0.35 | 0.35078 | 0.35078 | 0 | 0 | 0 | 0.98699 | 0 | 0 | -6.6613e-16 | 0 | 0 | 0.98699 | 0.98699 | 0.98699 | 0 | 0 | 0 | 0 | 0 | 1.5417 | 0 | 0 | 0 | 0 | 0 | 0.51172 | 0 | 0 | 5.9865 | 7.5281 | 8.0398 | 1.5417 | 0
119 | 9.15 | 0.38198 | 0.35 | 0.3243 | 0.3243 | 0 | 0 | 0 | 1.5269 | 0 | 0 | -3.3307e-16 | 0 | 0 | 0.51491 | 1.5269 | 1.5269 | 0 | 0 | 0 | 0 | 0 | 1.5417 | 0 | 1.012 | 3.9812 | 0 | 0 | 0 | 0 | 0 | 1.4809 | 8.0157 | 8.0157 | 1.5417 | 0
120 | 7.94 | 0.37621 | 0.35 | 0.26333 | 0.26333 | 0 | 0 | 0 | 2.0605 | 0 | 0 | -3.3307e-16 | 0 | 0 | 0.5739 | 2.0605 | 2.0605 | -0.071308 | 0 | 0 | 0.071308 | 0 | 1.5417 | 0 | 1.4866 | 5.9527 | 0 | 0 | 0 | 0 | 0 | 0 | 8.9096 | 8.9096 | 1.5417 | 0
121 | 6.99 | 0.37633 | 0.35 | 0.25447 | 0.25447 | 0 | 0 | 0 | 1.6018 | 0 | 0 | -3.3307e-16 | 0 | 0 | 0.56817 | 1.6018 | 1.6018 | -0.0054695 | 0 | 0 | 0.0054695 | 0 | 1.5417 | 0 | 1.0337 | 4.0865 | 0 | 0 | 0 | 0 | 0 | 0 | 6.6564 | 6.6564 | 1.5417 | 0
122 | 6.7 | 0.37993 | 0.35 | 0.25638 | 0.25638 | 0 | 0 | 0 | 1.8526 | 0 | 0 | -6.6613e-16 | 0 | 0 | 0.76148 | 1.8526 | 1.8526 | -0.0054695 | 0 | 0 | 0.0054695 | 0 | 1.5417 | 0 | 1.0911 | 4.2433 | 0 | 0 | 0 | 0 | 0 | 0 | 6.8706 | 6.8706 | 1.5417 | 0
123 | 6.23 | 0.3844 | 0.35 | 0.25807 | 0.25807 | 0 | 0 | 0 | 2.0721 | 0 | 0 | -6.6613e-16 | 0 | 0 | 0.88462 | 2.0721 | 2.0721 | -0.0054695 | 0 | 0 | 0.0054695 | 0 | 1.5417 | 0 | 1.1875 | 4.4941 | 0 | 0 | 0 | 0 | 0 | 0 | 7.2178 | 7.2178 | 1.5417 | 0
124 | 5.37 | 0.37872 | 0.35 | 0.22077 | 0.22077 | 0 | 0 | 0 | 1.4504 | 0 | 0 | -6.6613e-16 | 0 | 0 | 0.81899 | 1.4504 | 1.4504 | 0 | 0 | 0 | 0 | 0 | 1.5417 | 0 | 0.63138 | 2.2688 | 0 | 0 | 0.44776 | 3.4114 | 0 | 0 | 7.8532 | 8.3009 | 1.5417 | 0
125 | 3.88 | 0.36505 | 0.35 | 0.27091 | 0.27091 | 0 | 0 | 0 | 0.11458 | 1.328 | 7.093e-08 | -6.6613e-16 | 0 | 0 | 1.4426 | 1.4426 | 1.4426 | 0 | 0 | 0 | 0 | 0 | 7.5508 | 0 | 0 | 0 | 0 | 0 | 0 | 1.2977 | 0.10542 | 0 | 8.954 | 8.954 | 7.5508 | 0
126 | 6.79 | 0.34399 | 0.35 | 0.33082 | 0.33082 | 0 | 0 | 0 | 0 | 2.2426 | -1.4484e-07 | -3.3307e-16 | 0 | 0 | 0.72666 | 0.77486 | 2.2426 | 0 | 0 | 0 | 0 | 0 | 9.5226 | 0 | 0.048199 | 0.1884 | 0 | 0 | 0 | 0 | 0 | 0 | 9.7592 | 9.7592 | 9.5226 | 0
127 | 10.53 | 0.31002 | 0.35 | 0.33536 | 0.33536 | 0 | 0 | 0 | 0 | 2.6293 | -7.0035e-08 | -3.3307e-16 | 0 | 0 | 0.60587 | 0.60587 | 2.6293 | 0 | 0 | 0 | 0 | 0 | 6.9962 | 0 | 0 | 0 | 0 | 0 | 8.5713 | 0 | 0 | 0 | 6.9962 | 15.5675 | 11.7896 | 0
128 | 13.45 | 0.26503 | 0.35 | 0.32216 | 0.32216 | -3.731 | 3.731 | 0 | 0 | 4.6769 | -1.8775e-07 | -3.3307e-16 | 0 | 0 | 0.7326 | 0.9459 | 0.9459 | -7.4665 | 0 | 0 | 0 | 7.4665 | 12.3055 | 0 | 0.21331 | 0.47813 | 0 | 0 | 1.7392 | 0 | 0 | 0 | 4.839 | 7.2697 | 12.3055 | 0
129 | 15.85 | 0.23286 | 0.35 | 0.31103 | 0.31103 | -6.031 | 6.031 | 0 | 0 | 8.153 | -9.5367e-08 | -1.3323e-15 | 0 | 0 | 2.0094 | 2.122 | 2.122 | 0 | 0 | 0 | 0 | 0 | 3.0659 | 0 | 0.11256 | 0.27123 | 0 | 0 | 0 | 0 | 0 | 0 | 3.0659 | 3.4497 | 11.3816 | 0
130 | 17.52 | 0.22467 | 0.35 | 0.30574 | 0.30574 | -10.4685 | 10.4685 | 0 | 0 | 11.0494 | -1.1325e-06 | -3.3307e-16 | 0 | 0 | 0.58091 | 0.58091 | 0.58091 | 0 | 0 | 0 | 0 | 0 | 1.8322 | 0 | 0 | 0 | 0 | 0 | 0 | 0 | 0 | 0 | 1.8322 | 1.8322 | 10.8584 | 0
131 | 18.68 | 0.21939 | 0.35 | 0.25768 | 0.25768 | -11.2291 | 11.2291 | 0 | 0 | 12.5215 | -7.1645e-07 | -6.6613e-16 | 0 | 0 | 0.93778 | 1.2924 | 1.2924 | 0 | 0 | 0 | 0 | 0 | 0.97518 | 0 | 0.35461 | 0.92469 | 0 | 0 | 0 | 0 | 0 | 0 | 0.97518 | 2.2545 | 9.3615 | 0
132 | 19.4 | 0.22598 | 0.35 | 0.24245 | 0.24245 | -12.2036 | 0 | 12.2036 | 0 | 12.8853 | 1.1849e-06 | -3.3307e-16 | 0 | 0 | 0.6817 | 0.6817 | 0.6817 | -6.7449 | 0 | 0 | 0 | 6.7449 | 7.1882 | 0 | 0 | 0 | 0 | 0 | 0 | 0 | 0 | 0 | 0.44327 | 0.44327 | 7.717 | 0
133 | 19.76 | 0.23542 | 0.35 | 0.22761 | 0.22761 | -7.8712 | 0 | 7.8712 | 0 | 13.5203 | 1.0014e-07 | -3.3307e-16 | 0 | 0 | 0.6346 | 5.6491 | 5.6491 | -17.3821 | 17.3821 | 0 | 0 | 0 | 0.17731 | 0 | 5.0145 | 13.455 | 0 | 0 | 0 | 0 | 0 | 0 | 0.17731 | 1.2647 | 6.5172 | 0
134 | 19.9 | 0.27196 | 0.35 | 0.22894 | 0.22894 | -9.3321 | 0 | 9.3321 | 0 | 12.5697 | -4.4107e-08 | -6.6613e-16 | 0 | 0 | 1.4837 | 3.2376 | 3.2376 | -6.4772 | 1.1085 | 5.3687 | 0 | 0 | 0.073878 | 0 | 1.7539 | 4.7233 | 0 | 0 | 0 | 0 | 0 | 0 | 0.073878 | 0.073878 | 6.2786 | 0
135 | 19.66 | 0.33157 | 0.35 | 0.25072 | 0.25072 | -8.9933 | 4.3915 | 4.6018 | 0 | 10.4136 | -3.314e-07 | -6.6613e-16 | 0 | 0 | 0.83115 | 1.4203 | 1.4203 | -5.6806 | 0.092018 | 0.026844 | 0 | 5.5617 | 5.8129 | 0 | 0.58913 | 1.5766 | 0 | 0 | 0 | 0 | 0 | 0 | 0.25118 | 2.2981 | 5.8129 | 0
136 | 19.12 | 0.38139 | 0.35 | 0.29844 | 0.29844 | -4.0942 | 4.0264 | 0.067771 | 0 | 6.364 | -4.5121e-07 | -1.3323e-15 | 0 | 0 | 1.5691 | 2.2698 | 2.2698 | -0.4537 | 0.092018 | 0.026844 | 0 | 0.33484 | 0.98496 | 0 | 0.70073 | 1.8488 | 0 | 0 | 0 | 0 | 0 | 0 | 0.65012 | 3.0808 | 4.6415 | 0
137 | 17.74 | 0.39909 | 0.35 | 0.36568 | 0.36568 | -0.30789 | 0.30789 | 0 | 0 | 1.5173 | 6.8545e-08 | -6.6613e-16 | 0 | 0 | 0.85075 | 1.2094 | 1.2094 | -0.4537 | 0.092018 | 0.026844 | 0 | 0.33484 | 2.0045 | 0 | 0.35864 | 0.91159 | 0 | 0 | 0 | 0 | 0 | 0 | 1.6696 | 2.821 | 2.6786 | 0
138 | 15.75 | 0.40009 | 0.35 | 0.4028 | 0.4028 | 0 | 0 | 0 | 11.7313 | 0 | 0 | -6.6613e-16 | 0 | -5.3291e-15 | 1.3323 | 1.7313 | 11.7313 | -0.0054695 | 0 | 0 | 0.0054695 | 0 | 1.5417 | 0 | 0.39908 | 1.7268 | 0 | 0 | 0.053438 | 0 | 0 | 0 | 3.1398 | 3.7155 | 1.5417 | 0
139 | 14.64 | 0.40397 | 0.35 | 0.42919 | 0.42919 | 0 | 0 | 0 | 2.3865 | 0 | 0 | -1.3323e-15 | 0 | 0 | 1.9991 | 2.3865 | 2.3865 | -0.0054695 | 0 | 0 | 0.0054695 | 0 | 1.5417 | 0 | 0.38743 | 2.0362 | 0 | 0 | 1.0234 | 0 | 0 | 0 | 3.9598 | 4.9833 | 1.5417 | 0
140 | 12.03 | 0.42188 | 0.35 | 0.36765 | 0.36765 | 0 | 0 | 0 | 2.9831 | 0 | 0 | -1.3323e-15 | 0 | 0 | 2.2077 | 2.9831 | 2.9831 | -0.0054695 | 0 | 0 | 0.0054695 | 0 | 1.5417 | 0 | 0.77548 | 3.5764 | 0 | 0 | 1.7271 | 0 | 0 | 0 | 5.888 | 7.6151 | 1.5417 | 0
141 | 10.96 | 0.43188 | 0.35 | 0.35704 | 0.35704 | 0 | 0 | 0 | 1.7804 | 0 | 0 | -1.3323e-15 | 0 | 0 | 1.7804 | 1.7804 | 1.7804 | 0 | 0 | 0 | 0 | 0 | 1.5417 | 0 | 0 | 0 | 0 | 0 | 1.4712 | 0 | 0 | 5.1369 | 6.6785 | 8.1497 | 1.5417 | 0
142 | 10.61 | 0.4149 | 0.35 | 0.33848 | 0.33848 | 0 | 0 | 0 | 1.3403 | 0 | 0 | -6.6613e-16 | 0 | 0 | 1.3403 | 1.3403 | 1.3403 | 0 | 0 | 0 | 0 | 0 | 1.5417 | 0 | 0 | 0 | 0 | 0 | 0.57569 | 0 | 0 | 5.3954 | 6.9371 | 7.5128 | 1.5417 | 0
143 | 9.97 | 0.4016 | 0.35 | 0.33422 | 0.33422 | 0 | 0 | 0 | 1.1838 | 0 | 0 | -6.6613e-16 | 0 | 0 | 1.1838 | 1.1838 | 1.1838 | 0 | 0 | 0 | 0 | 0 | 1.5417 | 0 | 0 | 0 | 0 | 0 | 0 | 2.6587 | 0.015763 | 3.1938 | 7.4099 | 7.4099 | 1.5417 | 0
144 | 9.56 | 0.39298 | 0.35 | 0.26294 | 0.26294 | 0 | 0 | 0 | 1.2367 | 0 | 0 | -3.3307e-16 | 0 | 0 | 0.53183 | 1.2367 | 1.2367 | 0 | 0 | 0 | 0 | 0 | 1.5417 | 0 | 0.70492 | 3.0311 | 0 | 0 | 0 | 2.4351 | 0 | 0 | 7.7128 | 7.7128 | 1.5417 | 0
145 | 9.24 | 0.39792 | 0.35 | 0.25735 | 0.25735 | 0 | 0 | 0 | 1.1375 | 0 | 0 | -3.3307e-16 | 0 | 0 | 0.48611 | 1.1375 | 1.1375 | 0 | 0 | 0 | 0 | 0 | 1.5417 | 0 | 0.65141 | 2.8011 | 0 | 0 | 0 | 0 | 0 | 0 | 4.9941 | 4.9941 | 1.5417 | 0
146 | 9.03 | 0.40217 | 0.35 | 0.24631 | 0.24631 | 0 | 0 | 0 | 1.1941 | 0 | 0 | -3.3307e-16 | 0 | 0 | 0.51341 | 1.1941 | 1.1941 | 0 | 0 | 0 | 0 | 0 | 1.5417 | 0 | 0.68068 | 2.9269 | 0 | 0 | 0 | 0 | 0 | 0 | 5.1493 | 5.1493 | 1.5417 | 0
147 | 8.81 | 0.40708 | 0.35 | 0.23526 | 0.23526 | 0 | 0 | 0 | 1.266 | 0 | 0 | -3.3307e-16 | 0 | 0 | 0.55469 | 1.266 | 1.266 | 0 | 0 | 0 | 0 | 0 | 1.5417 | 0 | 0.71135 | 3.0588 | 0 | 0 | 0 | 0 | 0 | 0 | 5.3118 | 5.3118 | 1.5417 | 0
148 | 8.54 | 0.41501 | 0.35 | 0.26415 | 0.26415 | 0 | 0 | 0 | 1.4659 | 0 | 0 | -3.3307e-16 | 0 | 0 | 0.71689 | 1.4659 | 1.4659 | 0 | 0 | 0 | 0 | 0 | 1.5417 | 0 | 0.74898 | 3.2206 | 0 | 0 | 0 | 0 | 0 | 0 | 5.5113 | 5.5113 | 1.5417 | 0
149 | 9.05 | 0.40616 | 0.35 | 0.26034 | 0.26034 | 0 | 0 | 0 | 1.441 | 0.083851 | -4.7311e-09 | -6.6613e-16 | 0 | 0 | 0.89822 | 1.5249 | 1.5249 | 0 | 0 | 0 | 0 | 0 | 1.8131 | 0 | 0.62668 | 2.6947 | 0 | 0 | 0 | 0 | 0 | 0 | 5.1345 | 5.1345 | 1.8131 | 0
150 | 9.97 | 0.363 | 0.35 | 0.3226 | 0.3226 | 0 | 0 | 0 | 1.1944 | 0.43293 | -2.0862e-08 | -3.3307e-16 | 0 | 0 | 0.66241 | 1.6274 | 1.6274 | 0 | 0 | 0 | 0 | 0 | 2.2957 | 0 | 0.96496 | 4.1493 | 0 | 0 | 0 | 0 | 0 | 0 | 7.4099 | 7.4099 | 2.2957 | 0
151 | 10.46 | 0.31562 | 0.35 | 0.33383 | 0.33383 | 0 | 0 | 0 | 0.5345 | 0.80606 | -2.1756e-08 | -3.3307e-16 | 0 | 0 | 0.54943 | 1.3406 | 1.3406 | 0 | 0 | 0 | 0 | 0 | 2.7481 | 0 | 0.79114 | 3.5087 | 0 | 0 | 12.2173 | 0 | 0 | 0 | 7.0479 | 19.2652 | 2.7481 | 0
152 | 10.93 | 0.28537 | 0.35 | 0.32757 | 0.32757 | -1.2444 | 1.2444 | 0 | 0 | 2.6344 | -1.6391e-08 | -3.3307e-16 | 0 | 0 | 0.62758 | 1.39 | 1.39 | 0 | 0 | 0 | 0 | 0 | 4.5451 | 0 | 0.76245 | 2.5446 | 0 | 0 | 0 | 0 | 0 | 0 | 6.7007 | 7.8521 | 4.5451 | 0
153 | 11.47 | 0.25031 | 0.35 | 0.30576 | 0.30576 | -4.1093 | 4.1093 | 0 | 0 | 5.053 | 1.651e-07 | -6.6613e-16 | 0 | 0 | 0.79938 | 0.94369 | 0.94369 | 0 | 0 | 0 | 0 | 0 | 6.3018 | 0 | 0.1443 | 0.30345 | 0 | 0 | 0 | 0 | 0 | 0 | 6.3018 | 6.7495 | 7.0935 | 0
154 | 13.09 | 0.2398 | 0.35 | 0.29222 | 0.29222 | -4.0729 | 4.0729 | 0 | 0 | 4.8469 | -6.4671e-08 | -3.3307e-16 | 0 | 0 | 0.61495 | 0.77405 | 0.77405 | -1.8179 | 0 | 0 | 0 | 1.8179 | 6.9228 | 0 | 0.1591 | 0.35262 | 0 | 0 | 0 | 0 | 0 | 0 | 5.1049 | 5.6167 | 6.9228 | 0
155 | 14.66 | 0.22923 | 0.35 | 0.27177 | 0.27177 | -11.1452 | 11.1452 | 0 | 0 | 11.9397 | -1.1909e-06 | -3.3307e-16 | 0 | 0 | 0.64072 | 0.79457 | 0.79457 | -5.4927 | 0 | 0 | 0 | 5.4927 | 9.4378 | 0 | 0.15385 | 0.35787 | 0 | 0 | 0 | 0 | 0 | 0 | 3.9451 | 4.4568 | 9.4378 | 0
156 | 15.31 | 0.23218 | 0.35 | 0.2474 | 0.2474 | -8.9072 | 4.226 | 4.6812 | 0 | 11.059 | -8.3327e-07 | -3.3307e-16 | 0 | 0 | 0.63408 | 2.1518 | 2.1518 | -3.024 | 0 | 0 | 0 | 3.024 | 6.4889 | 0 | 1.5177 | 3.5995 | 0 | 0 | 0 | 0 | 0 | 0 | 3.4649 | 8.5821 | 8.346 | 0
157 | 15.84 | 0.23821 | 0.35 | 0.23352 | 0.23352 | -3.8726 | 0 | 3.8726 | 0 | 8.3993 | 8.3447e-08 | -6.6613e-16 | 0 | 0 | 1.0026 | 4.5267 | 4.5267 | -16.4787 | 5.9965 | 6.0165 | 0 | 4.4658 | 7.5391 | 0 | 3.5241 | 8.4888 | 0 | 0 | 0 | 0 | 0 | 0 | 3.0733 | 3.0733 | 7.5391 | 0
158 | 15.89 | 0.26949 | 0.35 | 0.23293 | 0.23293 | -5.6584 | 0 | 5.6584 | 0 | 6.3245 | -2.7359e-07 | -3.3307e-16 | 0 | 0 | 0.65726 | 0.66608 | 0.66608 | -3.3377 | 0 | 0.030082 | 0 | 3.3076 | 6.344 | 0 | 0.0088158 | 0.021266 | 0 | 0 | 0 | 0 | 0 | 0 | 3.0364 | 3.0364 | 6.344 | 0
159 | 16.03 | 0.35349 | 0.35 | 0.24345 | 0.24345 | -0.11546 | 0 | 0.11546 | 0 | 1.1799 | -4.1351e-08 | -6.6613e-16 | 0 | 0 | 0.86877 | 1.0645 | 1.0645 | -0.030082 | 0 | 0.030082 | 0 | 0 | 2.9329 | 0 | 0.19571 | 0.47402 | 0 | 0 | 0 | 0 | 0 | 0 | 2.9329 | 3.5726 | 2.982 | 0
160 | 15.83 | 0.42439 | 0.35 | 0.29271 | 0.29271 | -6.6482 | 6.6482 | 0 | 0 | 7.7086 | 4.828e-08 | -6.6613e-16 | 0 | 0 | 1.0516 | 1.0604 | 1.0604 | -1.6773 | 0 | 0.030082 | 0 | 1.6472 | 4.7279 | 0 | 0.0088267 | 0.021256 | 0 | 0 | 0.57569 | 0 | 0 | 0 | 3.0807 | 3.6564 | 4.7279 | 0
161 | 15.06 | 0.4332 | 0.35 | 0.36196 | 0.36196 | -0.80355 | 0.80355 | 0 | 0 | 1.6088 | -1.0014e-07 | -3.3307e-16 | 0 | 0 | 0.6178 | 0.80527 | 0.80527 | -0.33959 | 0 | 0 | 0.0047498 | 0.33484 | 2.7174 | 0 | 0.18746 | 1.0843 | 0 | 0 | 0 | 0 | 0 | 0 | 3.6496 | 3.6496 | 2.7174 | 0
162 | 13.64 | 0.42029 | 0.35 | 0.40302 | 0.40302 | 0 | 0 | 0 | 1.517 | 0 | 0 | -6.6613e-16 | 0 | 0 | 1.0205 | 1.517 | 1.517 | -0.0047498 | 0 | 0 | 0.0047498 | 0 | 1.5417 | 0 | 0.49652 | 2.6652 | 0 | 0 | 0.95947 | 0 | 0 | 0 | 4.6986 | 5.6581 | 1.5417 | 0
163 | 12.08 | 0.4089 | 0.35 | 0.42589 | 0.42589 | 0 | 0 | 0 | 2.8207 | 0 | 0 | -1.3323e-15 | 0 | 0 | 2.0907 | 2.8207 | 2.8207 | -0.0047498 | 0 | 0 | 0.0047498 | 0 | 1.5417 | 0 | 0.72996 | 3.5842 | 0 | 0 | 1.0874 | 0 | 0 | 0 | 5.8511 | 6.9385 | 1.5417 | 0
164 | 11.21 | 0.39119 | 0.35 | 0.37083 | 0.37083 | 0 | 0 | 0 | 2.597 | 0 | 0 | -1.3323e-15 | 0 | 0 | 2.2319 | 2.597 | 2.597 | -0.0047498 | 0 | 0 | 0.0047498 | 0 | 1.5417 | 0 | 0.36514 | 1.6997 | 0 | 0 | 1.4712 | 0 | 0 | 2.8921 | 6.4938 | 7.965 | 1.5417 | 0
165 | 10.8 | 0.36218 | 0.35 | 0.37683 | 0.37683 | 0 | 0 | 0 | 1.5114 | 0 | 0 | -1.3323e-15 | 0 | 0 | 1.5106 | 1.5114 | 1.5114 | -0.0047498 | 0 | 0 | 0.0047498 | 0 | 1.5417 | 0 | 0.0008582 | 0.0038916 | 0 | 0 | 1.5991 | 0 | 0 | 5.2551 | 6.7967 | 8.3959 | 1.5417 | 0
166 | 10.44 | 0.3472 | 0.35 | 0.34338 | 0.34338 | 0 | 0 | 0 | 2.289 | 0 | 0 | -1.3323e-15 | 0 | 0 | 2.289 | 2.289 | 2.289 | 0 | 0 | 0 | 0 | 0 | 1.5417 | 0 | 0 | 0 | 0 | 0 | 0 | 0 | 0 | 5.521 | 7.0627 | 7.0627 | 1.5417 | 0
167 | 9.88 | 0.32984 | 0.35 | 0.31287 | 0.31287 | 0 | 0 | 0 | 2.2735 | 0 | 0 | -1.3323e-15 | 0 | 0 | 2.2735 | 2.2735 | 2.2735 | 0 | 0 | 0 | 0 | 0 | 1.5417 | 0 | 0 | 0 | 0 | 0 | 0 | 5.6934 | 0.022815 | 0.21852 | 7.4764 | 7.4764 | 1.5417 | 0

## ts_plot_winter
| Temp. air in °C | CO2 eq. [kg/kWh] | elec. price household [€/kWh] | elec. price heating [€/kWh] | elec. price e-mob. [€/kWh] | Helper variable: neg. sum el | Feed-in | Battery-charge | Battery-discharge | PV | PV curtailed | Grid-demand | Grid-heatpump | Grid-eMob | El. Demand | El. Demand with heating / AC | Total El. Demand incl. EV charging | Helper variable: neg. sum th | Dhw-storage-charge | Buffer-storage-charge | Buffer-storage-charge-HT | Th. inertia-charge | Heat gains used | Solar-thermal | Heatpump-el | Heatpump-ambient heat | Gas boiler | Direct el. heater | Dhw-storage-discharge | Buffer-storage-discharge | Buffer-storage-discharge-HT | Th. inertia-discharge | Roomheat Demand | Th. Demand | Heat gains | Qmax solar-thermal
0 | -6.23 | 0.29876 | 0.35 | 0.16908 | 0.16908 | 0 | 0 | 0 | 0 | 0 | 0 | -6.6613e-16 | 8.4381 | 0 | 0.93539 | 8.4287 | 8.4287 | 0 | 0 | 0 | 0 | 0 | 1.5417 | 0 | 6.927 | 10.3998 | 0 | 0.50962 | 0 | 0 | 0 | 0 | 19.3781 | 19.3781 | 1.5417 | 0
1 | -6.13 | 0.29809 | 0.35 | 0.15293 | 0.15293 | 0 | 0 | 0 | 0 | 0 | 0 | -3.3307e-16 | 7.4843 | 0 | 0.58565 | 7.4784 | 7.4784 | -2.1144 | 2.1144 | 0 | 0 | 0 | 1.5417 | 0 | 6.8927 | 10.0291 | 0 | 0 | 0 | 0 | 0 | 0 | 16.3491 | 16.3491 | 1.5417 | 0
2 | -6.36 | 0.30072 | 0.35 | 0.15252 | 0.15252 | 0 | 0 | 0 | 0 | 0 | 0 | -3.3307e-16 | 7.557 | 0 | 0.54864 | 7.5514 | 7.5514 | -2.1161 | 2.1161 | 0 | 0 | 0 | 1.5417 | 0 | 7.0028 | 10.0907 | 0 | 0 | 0 | 0 | 0 | 0 | 16.519 | 16.519 | 1.5417 | 0
3 | -7.39 | 0.31648 | 0.35 | 0.1453 | 0.1453 | 0 | 0 | 0 | 0 | 0 | 0 | -3.3307e-16 | 7.8814 | 0 | 0.58366 | 7.8755 | 7.8755 | -1.9033 | 0.49279 | 0 | 1.4106 | 0 | 1.5417 | 0 | 7.2918 | 10.3498 | 0 | 0 | 0 | 0 | 0 | 0 | 17.28 | 17.28 | 1.5417 | 0
4 | -6.98 | 0.32539 | 0.35 | 0.12229 | 0.12229 | -14.7453 | 0 | 14.7453 | 0 | 0 | 0 | -3.3307e-16 | 24.27 | 0 | 0.53379 | 9.3703 | 9.3703 | -3.4993 | 3.4923 | 0 | 0.0070528 | 0 | 1.5417 | 0 | 7.3064 | 10.2512 | 0 | 1.3771 | 0 | 0 | 0 | 0 | 16.9771 | 16.9771 | 1.5417 | 0
5 | -4.58 | 0.32575 | 0.35 | 0.089333 | 0.089333 | -17.1232 | 0 | 17.1232 | 0 | 0 | 0 | -3.3307e-16 | 30 | 0 | 0.52968 | 12.6985 | 12.6985 | -6.787 | 6.7799 | 0 | 0.0070528 | 0 | 1.5417 | 0 | 6.1851 | 9.5825 | 0 | 5.3854 | 0 | 0 | 0 | 0 | 15.204 | 15.9076 | 1.5417 | 0
6 | -2.36 | 0.32848 | 0.35 | 0.1865 | 0.1865 | 0 | 0 | 0 | 0 | 0 | 0 | -3.3307e-16 | 5.8601 | 0 | 0.65616 | 5.8535 | 5.8535 | 0 | 0 | 0 | 0 | 0 | 1.5417 | 0 | 5.1974 | 9.1439 | 0 | 0 | 0 | 0 | 0.63611 | 0 | 16.519 | 16.519 | 1.5417 | 0
7 | -1.92 | 0.3372 | 0.35 | 0.18652 | 0.18652 | 0 | 0 | 0 | 0 | 0.059721 | -2.9523e-09 | -6.6613e-16 | 5.8424 | 0 | 0.87298 | 5.8939 | 5.8939 | 0 | 0 | 0 | 0 | 0 | 1.8763 | 0 | 5.021 | 8.9808 | 0 | 0 | 13.1768 | 0 | 0.31587 | 0 | 16.194 | 29.3708 | 1.8763 | 0
8 | -0.72 | 0.3301 | 0.35 | 0.21025 | 0.21025 | 0 | 0 | 0 | 0 | 1.1571 | 8.7917e-09 | -3.3307e-16 | 4.0128 | 0 | 0.54373 | 5.1699 | 5.1699 | -1.3758 | 0.39153 | 0 | 0.98428 | 0 | 4.8811 | 0 | 4.6262 | 8.3273 | 0 | 0 | 0 | 0 | 0 | 0 | 15.3074 | 16.4588 | 4.8811 | 0
9 | 0.2 | 0.31227 | 0.35 | 0.21061 | 0.21061 | 0 | 0 | 0 | 0 | 4.3482 | -1.9103e-07 | -3.3307e-16 | 0.71457 | 0 | 0.68966 | 5.0627 | 5.0627 | -3.0293 | 3.0222 | 0 | 0.0070528 | 0 | 5.4808 | 0 | 4.3731 | 7.8031 | 0 | 0 | 0 | 0 | 0 | 0 | 14.6278 | 14.6278 | 5.4808 | 0
10 | 1.26 | 0.30851 | 0.35 | 0.34975 | 0.34975 | -2.3636 | 0 | 2.3636 | 0 | 7.1812 | -2.9206e-07 | -3.3307e-16 | 0 | 0 | 0.66813 | 4.8176 | 4.8176 | -5.1828 | 1.239 | 3.9438 | 0 | 0 | 6.3216 | 0 | 4.1495 | 7.1808 | 0 | 0 | 0 | 0 | 1.3756 | 0 | 13.8447 | 13.8447 | 6.3216 | 0
11 | 2.14 | 0.30696 | 0.35 | 0.32856 | 0.32856 | 0 | 0 | 0 | 0 | 2.2292 | 6.4522e-08 | -6.6613e-16 | 2.3253 | 0 | 0.86477 | 4.5546 | 4.5546 | -1.216 | 1.0154 | 0.019719 | 0 | 0.18092 | 3.8639 | 0 | 3.6898 | 7.3046 | 0 | 0 | 0 | 0 | 0 | 0 | 13.1945 | 13.6423 | 3.8639 | 0
12 | 3.03 | 0.30731 | 0.35 | 0.3274 | 0.3274 | 0 | 0 | 0 | 0 | 1.235 | 1.9372e-08 | -6.6613e-16 | 3.3031 | 0 | 0.84828 | 4.5381 | 4.5381 | -0.019719 | 0 | 0.019719 | 0 | 0 | 2.9983 | 0 | 3.6898 | 7.6513 | 0 | 0 | 1.0318 | 0 | 0 | 0 | 12.537 | 15.3515 | 2.9983 | 0
13 | 3.09 | 0.31313 | 0.35 | 0.32725 | 0.32725 | 0 | 0 | 0 | 0 | 2.8714 | 1.204e-07 | -3.3307e-16 | 1.401 | 0 | 0.70919 | 4.2724 | 4.2724 | -2.9333 | 0 | 0.019719 | 0 | 2.9136 | 4.0193 | 0 | 3.5632 | 7.8435 | 0 | 0 | 0 | 0 | 0 | 0 | 12.4927 | 12.4927 | 4.0193 | 0
14 | 2.57 | 0.32584 | 0.35 | 0.32768 | 0.32768 | 0 | 0 | 0 | 0 | 0.50094 | 1.6466e-08 | -3.3307e-16 | 3.5864 | 0 | 0.5073 | 4.0873 | 4.0873 | -0.58796 | 0 | 0.010808 | 0.0031873 | 0.57396 | 2.2628 | 0 | 3.58 | 7.6221 | 0 | 0 | 0 | 0 | 0 | 0 | 12.8769 | 12.8769 | 2.2628 | 0
15 | 2.03 | 0.33594 | 0.35 | 0.20957 | 0.20957 | 0 | 0 | 0 | 0 | 0.90117 | 4.2096e-08 | -6.6613e-16 | 4.1693 | 0 | 1.4648 | 5.0648 | 5.0648 | -0.028586 | 0 | 0.028586 | 0 | 0 | 2.3125 | 0 | 3.6 | 7.3888 | 0 | 0 | 0.95947 | 0 | 0.0031083 | 0 | 13.2758 | 14.2353 | 2.3125 | 0
16 | 1.53 | 0.33768 | 0.35 | 0.20954 | 0.20954 | 0 | 0 | 0 | 0 | 0 | 0 | -6.6613e-16 | 4.6163 | 0 | 0.85097 | 4.6077 | 4.6077 | -0.0070528 | 0 | 0 | 0.0070528 | 0 | 1.5417 | 0 | 3.7567 | 7.5836 | 0 | 0 | 0 | 0 | 0 | 0.77031 | 13.6452 | 13.6452 | 1.5417 | 0
17 | 0.97 | 0.33437 | 0.35 | 0.25073 | 0.25073 | 0 | 0 | 0 | 0 | 0 | 0 | -1.3323e-15 | 5.9594 | 0 | 1.9906 | 5.9393 | 5.9393 | -0.0070528 | 0 | 0 | 0.0070528 | 0 | 1.5417 | 0 | 3.9487 | 7.8236 | 0 | 0 | 0.38379 | 0 | 0 | 0.75201 | 14.0589 | 14.4427 | 1.5417 | 0
18 | 0.7 | 0.33009 | 0.35 | 0.36506 | 0.36506 | 0 | 0 | 0 | 6.0547 | 0 | 0 | 0.50676 | 0 | 0 | 1.7493 | 5.7922 | 6.5614 | 0 | 0 | 0 | 0 | 0 | 1.5417 | 0 | 4.0429 | 7.9376 | 0 | 0 | 0.63965 | 0 | 0 | 0.73613 | 14.2584 | 14.898 | 1.5417 | 0
19 | 0.92 | 0.32409 | 0.35 | 0.37526 | 0.37526 | 0 | 0 | 0 | 4.7353 | 0 | 0 | 1.7802 | 0 | 0 | 1.7802 | 5.7462 | 6.5155 | 0 | 0 | 0 | 0 | 0 | 1.5417 | 0 | 3.966 | 7.8448 | 0 | 0 | 0.38379 | 0.25415 | 0 | 0.48916 | 14.0958 | 14.4796 | 1.5417 | 0
20 | 0.91 | 0.32521 | 0.35 | 0.35784 | 0.35784 | 0 | 0 | 0 | 4.7387 | 0 | 0 | 2.123 | 0 | 0 | 2.123 | 6.0926 | 6.8618 | 0 | 0 | 0 | 0 | 0 | 1.5417 | 0 | 3.9695 | 7.8491 | 0 | 0 | 0.44776 | 0.72941 | 0.013584 | 0 | 14.1032 | 14.551 | 1.5417 | 0
21 | 0.64 | 0.33235 | 0.35 | 0.32023 | 0.32023 | 0 | 0 | 0 | 0 | 0 | 0 | -6.6613e-16 | 5.4749 | 0.76923 | 1.3967 | 5.4607 | 6.23 | 0 | 0 | 0 | 0 | 0 | 1.5417 | 0 | 4.064 | 7.9628 | 0 | 0 | 2.1748 | 0.73417 | 0 | 0 | 14.3027 | 16.4775 | 1.5417 | 0
22 | 0.67 | 0.33644 | 0.35 | 0.34106 | 0.34106 | 0 | 0 | 0 | 0 | 0 | 0 | -6.6613e-16 | 5.5491 | 0.76923 | 1.4807 | 5.5342 | 6.3034 | 0 | 0 | 0 | 0 | 0 | 1.5417 | 0 | 4.0535 | 7.9502 | 0 | 0 | 0.51172 | 0.73515 | 0 | 0 | 14.2805 | 14.7923 | 1.5417 | 0
23 | 0.64 | 0.33602 | 0.35 | 0.27487 | 0.27487 | 0 | 0 | 0 | 0 | 0 | 0 | -2.6645e-15 | 7.9846 | 0.76923 | 3.8814 | 7.9454 | 8.7147 | 0 | 0 | 0 | 0 | 0 | 1.5417 | 0 | 4.064 | 7.9628 | 0 | 0 | 0 | 0.73417 | 0 | 0 | 14.3027 | 14.3027 | 1.5417 | 0
24 | 0.66 | 0.33959 | 0.35 | 0.25443 | 0.25443 | 0 | 0 | 0 | 0 | 0 | 0 | -1.3323e-15 | 5.7855 | 0.76923 | 2.1913 | 5.7634 | 6.5326 | 0 | 0 | 0 | 0 | 0 | 1.5417 | 0 | 3.572 | 8.6237 | 0 | 0 | 0 | 0.5505 | 0 | 0 | 14.2879 | 14.2879 | 1.5417 | 0
25 | 0.49 | 0.33933 | 0.35 | 0.24708 | 0.24708 | 0 | 0 | 0 | 0 | 0 | 0 | -1.3323e-15 | 6.2963 | 0.76923 | 2.5364 | 6.2707 | 7.04 | -2.3309 | 1.1219 | 0 | 1.209 | 0 | 1.5417 | 0 | 3.7343 | 8.5134 | 0 | 0 | 0 | 0 | 0 | 0 | 11.4584 | 11.4584 | 1.5417 | 0
26 | 0.39 | 0.34163 | 0.35 | 0.23876 | 0.23876 | 0 | 0 | 0 | 0 | 0 | 0 | -3.3307e-16 | 4.5634 | 0.76923 | 0.68366 | 4.5565 | 5.3257 | -2.2486 | 2.2486 | 0 | 0 | 0 | 1.5417 | 0 | 3.8729 | 8.3664 | 0 | 0 | 0 | 0 | 0 | 0 | 11.5323 | 11.5323 | 1.5417 | 0
27 | 0.23 | 0.34626 | 0.35 | 0.24169 | 0.24169 | 0 | 0 | 0 | 0 | 0 | 0 | -3.3307e-16 | 4.5656 | 0.76923 | 0.63665 | 4.5591 | 5.3284 | -2.2508 | 2.2388 | 0 | 0.01206 | 0 | 1.5417 | 0 | 3.9225 | 8.4372 | 0 | 0 | 0 | 0 | 0 | 0 | 11.6505 | 11.6505 | 1.5417 | 0
28 | 0.14 | 0.34623 | 0.35 | 0.2372 | 0.2372 | 0 | 0 | 0 | 0 | 0 | 0 | -3.3307e-16 | 4.5079 | 0.76923 | 0.55057 | 4.5023 | 5.2715 | -2.2511 | 2.2451 | 0 | 0.0060452 | 0 | 1.5417 | 0 | 3.9517 | 8.4747 | 0 | 0 | 0 | 0 | 0 | 0 | 11.717 | 11.717 | 1.5417 | 0
29 | 0.11 | 0.36061 | 0.35 | 0.23254 | 0.23254 | 0 | 0 | 0 | 0 | 0 | 0 | -3.3307e-16 | 4.5909 | 10.7692 | 0.62327 | 4.5846 | 15.3538 | -2.2514 | 2.2454 | 0 | 0.0060452 | 0 | 1.5417 | 0 | 3.9613 | 8.4876 | 0 | 0 | 0 | 0 | 0 | 0 | 11.7392 | 11.7392 | 1.5417 | 0
30 | -0.06 | 0.36837 | 0.35 | 0.33125 | 0.33125 | 0 | 0 | 0 | 0 | 0 | 0 | -6.6613e-16 | 4.7059 | 0.76923 | 0.8864 | 4.697 | 5.4662 | 0 | 0 | 0 | 0 | 0 | 1.5417 | 0 | 3.8106 | 8.9557 | 0 | 0 | 0 | 0 | 0.51196 | 0 | 14.8198 | 14.8198 | 1.5417 | 0
31 | 0.31 | 0.36549 | 0.35 | 0.38154 | 0.38154 | 0 | 0 | 0 | 4.3644 | 0.012574 | 8.0327e-11 | 0.7035 | 0 | 0 | 0.7035 | 4.3113 | 5.0805 | 0 | 0 | 0 | 0 | 0 | 1.6773 | 0 | 3.6078 | 8.5977 | 0 | 0 | 7.1001 | 0 | 0.66377 | 0 | 14.5465 | 21.6466 | 1.6773 | 0
32 | 0.44 | 0.35173 | 0.35 | 0.40253 | 0.40253 | 0 | 0 | 0 | 1.4751 | 1.053 | -2.5332e-09 | 0.9969 | 0 | 0 | 0.9969 | 3.525 | 3.525 | 0 | 0 | 0 | 0 | 0 | 5.8685 | 0 | 2.5281 | 6.0539 | 0 | 0 | 0 | 0 | 0 | 0 | 14.4505 | 14.4505 | 5.8685 | 0
33 | 0.73 | 0.33357 | 0.35 | 0.4012 | 0.4012 | 0 | 0 | 0 | 0 | 4.6345 | -4.8876e-08 | -6.6613e-16 | 0 | 0 | 1.0899 | 4.6345 | 4.6345 | -3.1618 | 1.0969 | 0 | 1.209 | 0.85588 | 5.7125 | 0 | 3.5446 | 8.1409 | 0 | 0 | 0 | 0 | 0 | 0 | 14.2362 | 14.2362 | 5.7125 | 0
34 | 1.51 | 0.32697 | 0.35 | 0.38372 | 0.38372 | 0 | 0 | 0 | 0 | 2.539 | 7.4506e-09 | 0.91444 | 0 | 0 | 0.91444 | 3.4534 | 3.4534 | 0 | 0 | 0 | 0 | 0 | 4.0856 | 0 | 2.539 | 6.3215 | 0 | 0 | 0 | 0 | 0.71391 | 0 | 13.66 | 13.66 | 4.0856 | 0
35 | 2.23 | 0.31657 | 0.35 | 0.37914 | 0.37914 | 0 | 0 | 0 | 0.079055 | 2.3539 | 7.7188e-08 | 0.82854 | 0 | 0 | 0.82854 | 3.2615 | 3.2615 | 0 | 0 | 0 | 0 | 0 | 3.9644 | 0 | 2.4329 | 6.2679 | 0 | 0 | 0 | 0 | 0.46282 | 0 | 13.128 | 13.128 | 3.9644 | 0
36 | 2.46 | 0.31367 | 0.35 | 0.37127 | 0.37127 | 0 | 0 | 0 | 0 | 3.2764 | 1.2577e-07 | 0.73597 | 0 | 0 | 0.88028 | 4.0123 | 4.0123 | -2.8347 | 0 | 0 | 1.209 | 1.6256 | 4.4573 | 0 | 3.132 | 8.2034 | 0 | 0 | 0.38379 | 0 | 0 | 0 | 12.9581 | 13.3419 | 4.4573 | 0
37 | 2.67 | 0.31311 | 0.35 | 0.34914 | 0.34914 | -2.5243 | 0 | 2.5243 | 0 | 6.5986 | 4.5776e-07 | -3.3307e-16 | 0 | 0 | 0.52163 | 4.0744 | 4.0744 | -2.4017 | 2.4017 | 0 | 0 | 0 | 5.3092 | 0 | 3.5527 | 7.7116 | 0 | 0 | 0 | 0 | 0.16637 | 0 | 12.803 | 14.3381 | 5.3092 | 0
38 | 3.16 | 0.31912 | 0.35 | 0.33881 | 0.33881 | 0 | 0 | 0 | 0 | 0.47208 | -4.0978e-09 | -3.3307e-16 | 3.2012 | 0 | 0.56768 | 3.6723 | 3.6723 | -1.4349 | 0 | 0 | 0.18096 | 1.2539 | 2.2339 | 0 | 3.1046 | 8.5373 | 0 | 0 | 0.63965 | 0 | 0 | 0 | 12.441 | 13.0806 | 2.2339 | 0
39 | 2.95 | 0.31141 | 0.35 | 0.347 | 0.347 | 0 | 0 | 0 | 0 | 0.080454 | 1.7975e-09 | 0.87368 | 3.1127 | 0 | 0.95414 | 4.0668 | 4.0668 | -0.71936 | 0 | 0 | 0.0060452 | 0.71332 | 1.7655 | 0 | 3.1127 | 8.4374 | 0 | 0 | 1.0874 | 0 | 0 | 0 | 12.5961 | 13.6835 | 1.7655 | 0
40 | 2.48 | 0.30885 | 0.35 | 0.33654 | 0.33654 | 0 | 0 | 0 | 0 | 0 | 0 | -1.3323e-15 | 4.6681 | 0 | 1.5215 | 4.6527 | 4.6527 | -0.0060452 | 0 | 0 | 0.0060452 | 0 | 1.5417 | 0 | 3.1312 | 8.213 | 0 | 0 | 0 | 0 | 0 | 0.063503 | 12.9434 | 12.9434 | 1.5417 | 0
41 | 2.23 | 0.31598 | 0.35 | 0.37262 | 0.37262 | 0 | 0 | 0 | 3.1415 | 0 | 0 | 0.83324 | 0 | 0 | 0.83324 | 3.9747 | 3.9747 | -0.0060452 | 0 | 0 | 0.0060452 | 0 | 1.5417 | 0 | 3.1415 | 8.0933 | 0 | 0 | 0 | 0 | 0 | 0.35766 | 13.128 | 13.128 | 1.5417 | 0
42 | 2.12 | 0.31306 | 0.35 | 0.38992 | 0.38992 | 0 | 0 | 0 | 3.9153 | 0 | 0 | 1.4346 | 0 | 0 | 1.4346 | 4.5807 | 5.3499 | -0.0060452 | 0 | 0 | 0.0060452 | 0 | 1.5417 | 0 | 3.1461 | 8.0405 | 0 | 0 | 1.6631 | 0 | 0 | 0.48709 | 13.2093 | 14.8724 | 1.5417 | 0
43 | 2.12 | 0.30488 | 0.35 | 0.39393 | 0.39393 | 0 | 0 | 0 | 3.9153 | 0 | 0 | 1.8976 | 0 | 0 | 1.8976 | 5.0437 | 5.8129 | -0.0060452 | 0 | 0 | 0.0060452 | 0 | 1.5417 | 0 | 3.1461 | 8.0405 | 0 | 0 | 0.95947 | 0 | 0 | 0.48709 | 13.2093 | 14.1688 | 1.5417 | 0
44 | 2.02 | 0.29454 | 0.35 | 0.34922 | 0.34922 | 0 | 0 | 0 | 0 | 0 | 0 | 1.0452 | 3.1503 | 0.76923 | 1.0452 | 4.1955 | 4.9647 | -0.0060452 | 0 | 0 | 0.0060452 | 0 | 1.5417 | 0 | 3.1503 | 7.9925 | 0 | 0 | 1.0874 | 0 | 0 | 0.60475 | 13.2832 | 14.3706 | 1.5417 | 0
45 | 1.95 | 0.29434 | 0.35 | 0.33764 | 0.33764 | 0 | 0 | 0 | 0 | 0 | 0 | -6.6613e-16 | 4.3695 | 0.76923 | 1.1911 | 4.3575 | 5.1267 | 0 | 0 | 0 | 0 | 0 | 1.5417 | 0 | 3.1663 | 8.0073 | 0 | 0 | 0 | 0 | 0 | 0.61956 | 13.3349 | 13.3349 | 1.5417 | 0
46 | 2.04 | 0.28411 | 0.35 | 0.33508 | 0.33508 | 0 | 0 | 0 | 0 | 0 | 0 | -6.6613e-16 | 4.1403 | 0.76923 | 0.9809 | 4.1304 | 4.8996 | 0 | 0 | 0 | 0 | 0 | 1.5417 | 0 | 3.1495 | 8.0021 | 0 | 0 | 0 | 0 | 0.033724 | 0.54145 | 13.2684 | 13.2684 | 1.5417 | 0
47 | 2.06 | 0.26762 | 0.35 | 0.32361 | 0.32361 | 0 | 0 | 0 | 0 | 0 | 0 | -6.6613e-16 | 4.1294 | 0.76923 | 0.97101 | 4.1196 | 4.8888 | 0 | 0 | 0 | 0 | 0 | 1.5417 | 0 | 3.1486 | 8.0117 | 0 | 0 | 0 | 0 | 0.55164 | 0 | 13.2536 | 13.2536 | 1.5417 | 0
48 | 1.98 | 0.26448 | 0.35 | 0.23764 | 0.23764 | 0 | 0 | 0 | 0 | 0 | 0 | -6.6613e-16 | 3.8125 | 0.76923 | 0.76925 | 3.8048 | 4.574 | 0 | 0 | 0 | 0 | 0 | 1.5417 | 0 | 3.0355 | 8.1564 | 0 | 0 | 0 | 0 | 0.57919 | 0 | 13.3127 | 13.3127 | 1.5417 | 0
49 | 1.87 | 0.27359 | 0.35 | 0.22602 | 0.22602 | 0 | 0 | 0 | 0 | 0 | 0 | -3.3307e-16 | 3.734 | 0.76923 | 0.52409 | 3.7287 | 4.4979 | -2.3269 | 1.1754 | 0 | 1.1515 | 0 | 1.5417 | 0 | 3.2046 | 8.0196 | 0 | 0 | 0 | 0 | 0 | 0 | 10.4389 | 10.4389 | 1.5417 | 0
50 | 1.81 | 0.26822 | 0.35 | 0.20518 | 0.20518 | 0 | 0 | 0 | 0 | 0 | 0 | -3.3307e-16 | 3.8913 | 0.76923 | 0.5368 | 3.8858 | 4.6551 | -2.2749 | 2.2749 | 0 | 0 | 0 | 1.5417 | 0 | 3.349 | 7.8674 | 0 | 0 | 0 | 0 | 0 | 0 | 10.4832 | 10.4832 | 1.5417 | 0
51 | 1.87 | 0.2653 | 0.35 | 0.21103 | 0.21103 | 0 | 0 | 0 | 0 | 0 | 0 | -3.3307e-16 | 3.8864 | 0.76923 | 0.55024 | 3.8809 | 4.6501 | -1.763 | 1.7515 | 0 | 0.011486 | 0 | 1.5417 | 0 | 3.3306 | 7.8413 | 0 | 0 | 0 | 0 | 0 | 0 | 10.4389 | 10.9506 | 1.5417 | 0
52 | 1.93 | 0.26843 | 0.35 | 0.19942 | 0.19942 | -0.89016 | 0 | 0.89016 | 0 | 0 | 0 | -3.3307e-16 | 4.7924 | 0.76923 | 0.57263 | 3.8874 | 4.6567 | -2.2735 | 2.2735 | 0 | 0 | 0 | 1.5417 | 0 | 3.3148 | 7.8116 | 0 | 0 | 0 | 0 | 0 | 0 | 10.3946 | 10.3946 | 1.5417 | 0
53 | 1.9 | 0.28676 | 0.35 | 0.18733 | 0.18733 | -19.0234 | 0 | 19.0234 | 0 | 0 | 0 | -3.3307e-16 | 23.2182 | 10.7692 | 0.64745 | 3.9961 | 14.7653 | -2.4916 | 2.4916 | 0 | 0 | 0 | 1.5417 | 0 | 3.3486 | 7.79 | 0 | 0 | 0 | 0 | 0.22812 | 0 | 10.4167 | 10.4167 | 1.5417 | 0
54 | 1.65 | 0.29496 | 0.35 | 0.29775 | 0.29775 | 0 | 0 | 0 | 0 | 0 | 0 | -6.6613e-16 | 3.9181 | 0.76923 | 0.7756 | 3.9103 | 4.6795 | 0 | 0 | 0 | 0 | 0 | 1.5417 | 0 | 3.1347 | 8.3232 | 0 | 0 | 0 | 0 | 0.55694 | 0 | 13.5565 | 13.5565 | 1.5417 | 0
55 | 2.15 | 0.29948 | 0.35 | 0.33044 | 0.33044 | 0 | 0 | 0 | 0 | 0 | 0 | -6.6613e-16 | 3.9015 | 0.76923 | 0.86983 | 3.8928 | 4.662 | 0 | 0 | 0 | 0 | 0 | 1.617 | 0 | 3.0229 | 8.221 | 0 | 0 | 6.9082 | 0 | 0.32616 | 0 | 13.1872 | 20.0954 | 1.617 | 0
56 | 2.45 | 0.30396 | 0.35 | 0.36533 | 0.36533 | 0 | 0 | 0 | 3.4339 | 0.19657 | 6.7055e-09 | -3.3307e-16 | 0 | 0 | 0.71318 | 3.6305 | 3.6305 | 0 | 0 | 0 | 0 | 0 | 1.9356 | 0 | 2.9173 | 8.1127 | 0 | 0 | 0 | 0 | 0 | 0 | 12.9655 | 12.9655 | 1.9356 | 0
57 | 2.94 | 0.29527 | 0.35 | 0.37207 | 0.37207 | 0 | 0 | 0 | 0.87331 | 1.9877 | -9.0152e-08 | -3.3307e-16 | 0 | 0 | 0.58065 | 2.861 | 2.861 | 0 | 0 | 0 | 0 | 0 | 3.7533 | 0 | 2.2804 | 6.5699 | 0 | 0 | 0 | 0 | 0 | 0 | 12.6035 | 12.6035 | 3.7533 | 0
58 | 3.68 | 0.29101 | 0.35 | 0.3622 | 0.3622 | 0 | 0 | 0 | 0 | 2.9769 | 8.1956e-08 | -3.3307e-16 | 0 | 0 | 0.56309 | 2.9769 | 2.9769 | -1.3443 | 1.3443 | 0 | 0 | 0 | 4.4075 | 0 | 2.4138 | 6.5797 | 0 | 0 | 0 | 0 | 0 | 0 | 12.0568 | 12.0568 | 4.4075 | 0
59 | 4.11 | 0.29227 | 0.35 | 0.34414 | 0.34414 | 0 | 0 | 0 | 0 | 2.3688 | -7.6443e-08 | -3.3307e-16 | 1.5203 | 0 | 0.55492 | 3.8891 | 3.8891 | -3.7889 | 2.6374 | 0 | 1.1515 | 0 | 3.9923 | 0 | 3.3342 | 8.6492 | 0 | 0 | 0 | 0 | 0 | 0 | 11.7392 | 12.1869 | 3.9923 | 0
60 | 4.26 | 0.28297 | 0.35 | 0.33358 | 0.33358 | 0 | 0 | 0 | 0 | 2.238 | -2.4587e-08 | -3.3307e-16 | 1.9718 | 0 | 0.64636 | 4.2098 | 4.2098 | 0 | 0 | 0 | 0 | 0 | 3.8645 | 0 | 3.5635 | 8.3965 | 0 | 0 | 0 | 0 | 0.72916 | 0 | 11.6283 | 16.5536 | 3.8645 | 0
61 | 3.99 | 0.28787 | 0.35 | 0.33344 | 0.33344 | 0 | 0 | 0 | 0 | 0.90605 | -1.736e-08 | -3.3307e-16 | 3.0477 | 0 | 0.74285 | 3.9538 | 3.9538 | -1.9364 | 1.1847 | 0 | 0.75173 | 0 | 2.681 | 0 | 3.2109 | 8.7678 | 0 | 0 | 0 | 0 | 0 | 0 | 11.8278 | 12.7233 | 2.681 | 0
62 | 4.1 | 0.28738 | 0.35 | 0.32886 | 0.32886 | 0 | 0 | 0 | 0 | 0.45664 | -1.9856e-08 | -6.6613e-16 | 3.7668 | 0 | 0.96063 | 4.2183 | 4.2183 | -1.97 | 1.9643 | 0 | 0.0057574 | 0 | 2.2195 | 0 | 3.2577 | 8.7512 | 0 | 0 | 0 | 0 | 0 | 0 | 11.7465 | 12.2583 | 2.2195 | 0
63 | 3.88 | 0.29 | 0.35 | 0.33207 | 0.33207 | 0 | 0 | 0 | 0 | 0.1112 | -4.9639e-09 | -3.3307e-16 | 3.6072 | 0 | 0.64375 | 3.7131 | 3.7131 | -1.8836 | 0.92447 | 0 | 0.0057574 | 0.95338 | 1.8074 | 0 | 3.0693 | 8.916 | 0 | 0 | 0 | 0 | 0 | 0 | 11.9091 | 11.9091 | 1.8074 | 0
64 | 3.2 | 0.29717 | 0.35 | 0.32641 | 0.32641 | 0 | 0 | 0 | 0 | 0 | 0 | -6.6613e-16 | 3.9384 | 0 | 0.85152 | 3.9298 | 3.9298 | -0.81322 | 0.80747 | 0 | 0.0057574 | 0 | 1.5417 | 0 | 3.0783 | 8.6047 | 0 | 0 | 0 | 0 | 0 | 0 | 12.4114 | 12.4114 | 1.5417 | 0
65 | 2.84 | 0.29445 | 0.35 | 0.36973 | 0.36973 | 0 | 0 | 0 | 4.9868 | 0 | 0 | -1.3323e-15 | 0 | 0 | 1.945 | 4.9868 | 4.9868 | -0.0057574 | 0 | 0 | 0.0057574 | 0 | 1.5417 | 0 | 3.0418 | 8.4972 | 0 | 0 | 0.17813 | 0 | 0 | 0 | 12.6774 | 13.2531 | 1.5417 | 0
66 | 2.76 | 0.29534 | 0.35 | 0.37789 | 0.37789 | 0 | 0 | 0 | 4.8973 | 0 | 0 | -6.6613e-16 | 0 | 0 | 1.1311 | 4.128 | 4.8973 | -0.32638 | 0 | 0 | 0.0057574 | 0.32062 | 1.5417 | 0 | 2.997 | 8.5242 | 0 | 0 | 0.51172 | 0 | 0 | 0 | 12.7365 | 13.2482 | 1.5417 | 0
67 | 2.57 | 0.28793 | 0.35 | 0.37231 | 0.37231 | 0 | 0 | 0 | 3.7741 | 0 | 0 | 1.0701 | 0 | 0 | 1.0701 | 4.075 | 4.8442 | -0.099647 | 0 | 0 | 0.0057574 | 0.09389 | 1.5417 | 0 | 3.0049 | 8.43 | 0 | 0 | 0 | 0 | 0 | 0 | 12.8769 | 12.8769 | 1.5417 | 0
68 | 2.35 | 0.28523 | 0.35 | 0.34283 | 0.34283 | 0 | 0 | 0 | 0 | 0 | 0 | -1.3323e-15 | 5.051 | 0.76923 | 2.0164 | 5.0307 | 5.7999 | -0.0057574 | 0 | 0 | 0.0057574 | 0 | 1.5417 | 0 | 3.0142 | 8.3206 | 0 | 0 | 0 | 0 | 0 | 0.16864 | 13.0394 | 13.0394 | 1.5417 | 0
69 | 2.11 | 0.28216 | 0.35 | 0.32957 | 0.32957 | 0 | 0 | 0 | 0 | 0 | 0 | -6.6613e-16 | 4.106 | 0.76923 | 1.0705 | 4.0952 | 4.8644 | 0 | 0 | 0 | 0 | 0 | 1.5417 | 0 | 3.0247 | 8.2011 | 0 | 0 | 1.855 | 0 | 0 | 0.44928 | 13.2167 | 15.0717 | 1.5417 | 0
70 | 2.04 | 0.27666 | 0.35 | 0.33227 | 0.33227 | 0 | 0 | 0 | 0 | 0 | 0 | -6.6613e-16 | 4.1007 | 0.76923 | 1.0621 | 4.0899 | 4.8592 | 0 | 0 | 0 | 0 | 0 | 1.5417 | 0 | 3.0278 | 8.1662 | 0 | 0 | 0 | 0 | 0.14349 | 0.38932 | 13.2684 | 13.2684 | 1.5417 | 0
71 | 2.18 | 0.25947 | 0.35 | 0.30284 | 0.30284 | 0 | 0 | 0 | 0 | 0 | 0 | -3.3307e-16 | 3.5602 | 0.76923 | 0.53317 | 3.5548 | 4.324 | 0 | 0 | 0 | 0 | 0 | 1.5417 | 0 | 3.0216 | 8.236 | 0 | 0 | 0 | 0 | 0.36574 | 0 | 13.165 | 13.165 | 1.5417 | 0
72 | 1.98 | 0.2638 | 0.35 | 0.23425 | 0.23425 | 0 | 0 | 0 | 0 | 0 | 0 | -3.3307e-16 | 3.6906 | 0.76923 | 0.58961 | 3.6847 | 4.4539 | 0 | 0 | 0 | 0 | 0 | 1.5417 | 0 | 3.0951 | 8.0758 | 0 | 0 | 0 | 0 | 0.60018 | 0 | 13.3127 | 13.3127 | 1.5417 | 0
73 | 1.61 | 0.261 | 0.35 | 0.22665 | 0.22665 | 0 | 0 | 0 | 0 | 0 | 0 | -3.3307e-16 | 3.8476 | 0.76923 | 0.4931 | 3.8427 | 4.6119 | -2.3092 | 1.3096 | 0 | 0.99955 | 0 | 1.5417 | 0 | 3.3496 | 8.0489 | 0 | 0 | 0 | 0 | 0 | 0 | 10.631 | 10.631 | 1.5417 | 0
74 | 1.19 | 0.26939 | 0.35 | 0.21222 | 0.21222 | -12.7077 | 0 | 12.7077 | 0 | 0 | 0 | -3.3307e-16 | 16.9052 | 0.76923 | 0.48739 | 4.0642 | 4.8334 | -2.2635 | 2.2635 | 0 | 0 | 0 | 1.5417 | 0 | 3.5768 | 8.0863 | 0 | 0 | 0 | 0 | 0 | 0 | 10.9413 | 10.9413 | 1.5417 | 0
75 | 1.16 | 0.28096 | 0.35 | 0.20211 | 0.20211 | -19.0234 | 0 | 19.0234 | 0 | 0 | 0 | -3.3307e-16 | 23.3432 | 10.7692 | 0.53637 | 4.1221 | 14.8914 | -2.2638 | 2.2638 | 0 | 0 | 0 | 1.5417 | 0 | 3.5858 | 8.0998 | 0 | 0 | 0 | 0 | 0 | 0 | 10.9634 | 10.9634 | 1.5417 | 0
76 | 1.06 | 0.31045 | 0.35 | 0.21651 | 0.21651 | -2.2432 | 0 | 2.2432 | 0 | 0 | 0 | -3.3307e-16 | 6.3686 | 0.76923 | 0.48206 | 4.0979 | 4.8671 | -2.2648 | 2.2648 | 0 | 0 | 0 | 1.5417 | 0 | 3.6158 | 8.1446 | 0 | 0 | 0 | 0 | 0 | 0 | 11.0373 | 11.0373 | 1.5417 | 0
77 | 1.03 | 0.35625 | 0.35 | 0.21572 | 0.21572 | -0.067771 | 0 | 0.067771 | 0 | 0 | 0 | -3.3307e-16 | 4.1546 | 0.76923 | 0.45671 | 4.0816 | 4.8508 | -2.2651 | 2.2651 | 0 | 0 | 0 | 1.5417 | 0 | 3.6249 | 8.158 | 0 | 0 | 0 | 0 | 0 | 0 | 11.0595 | 11.0595 | 1.5417 | 0
78 | 1.24 | 0.40037 | 0.35 | 0.34122 | 0.34122 | 0 | 0 | 0 | 0 | 0 | 0 | -6.6613e-16 | 4.1258 | 0.76923 | 0.7958 | 4.1178 | 4.887 | 0 | 0 | 0 | 0 | 0 | 1.5417 | 0 | 3.322 | 8.4403 | 0 | 0 | 0 | 0 | 0.55542 | 0 | 13.8594 | 13.8594 | 1.5417 | 0
79 | 1.63 | 0.43216 | 0.35 | 0.35934 | 0.35934 | 0 | 0 | 0 | 0 | 0.034732 | -1.4598e-09 | 0.72746 | 3.1666 | 0.76923 | 0.72746 | 3.9288 | 4.698 | 0 | 0 | 0 | 0 | 0 | 1.7227 | 0 | 3.2013 | 8.2493 | 0 | 0 | 11.1939 | 0 | 0.39799 | 0 | 13.5713 | 24.7652 | 1.7227 | 0
80 | 1.97 | 0.4569 | 0.35 | 0.38579 | 0.38579 | 0 | 0 | 0 | 0 | 1.0443 | 2.6673e-08 | 1.4363 | 1.7824 | 0 | 1.4363 | 4.2631 | 4.2631 | 0 | 0 | 0 | 0 | 0 | 3.1201 | 0 | 2.8268 | 7.3732 | 0 | 0 | 0 | 0 | 0 | 0 | 13.3201 | 13.3201 | 3.1201 | 0
81 | 2.09 | 0.47454 | 0.35 | 0.40028 | 0.40028 | 0 | 0 | 0 | 2.3532 | 0.62615 | 2.1644e-08 | 2.2484 | 0 | 0 | 2.2484 | 5.2277 | 5.2277 | 0 | 0 | 0 | 0 | 0 | 2.4204 | 0 | 2.9793 | 7.8318 | 0 | 0 | 0.38379 | 0 | 0 | 0 | 13.2315 | 13.6153 | 2.4204 | 0
82 | 2.32 | 0.47571 | 0.35 | 0.40292 | 0.40292 | 0 | 0 | 0 | 1.875 | 0.94284 | 3.6508e-09 | 2.0959 | 0 | 0 | 2.0959 | 4.9137 | 4.9137 | 0 | 0 | 0 | 0 | 0 | 2.7098 | 0 | 2.8178 | 7.5339 | 0 | 0 | 0.63965 | 0 | 0 | 0 | 13.0616 | 13.7012 | 2.7098 | 0
83 | 2.37 | 0.46834 | 0.35 | 0.40038 | 0.40038 | 0 | 0 | 0 | 0 | 4.257 | 1.3292e-07 | 0.82036 | 0 | 0 | 1.6375 | 5.0774 | 5.0774 | -2.7272 | 2.7272 | 0 | 0 | 0 | 5.0841 | 0 | 3.4399 | 7.7395 | 0 | 0 | 0 | 0 | 0 | 0 | 13.0246 | 13.5363 | 5.0841 | 0
84 | 2.63 | 0.4829 | 0.35 | 0.39325 | 0.39325 | 0 | 0 | 0 | 0 | 2.9092 | 1.3679e-07 | 1.0143 | 0 | 0 | 1.0143 | 3.9235 | 3.9235 | 0 | 0 | 0 | 0 | 0 | 4.2862 | 0 | 2.9092 | 7.2121 | 0 | 0 | 3.4142 | 0 | 0 | 0 | 12.8325 | 17.8218 | 4.2862 | 0
85 | 3.08 | 0.51229 | 0.35 | 0.39353 | 0.39353 | 0 | 0 | 0 | 1.8769 | 0.73726 | 5.1633e-08 | 0.44699 | 0 | 0 | 0.44699 | 3.0612 | 3.0612 | 0 | 0 | 0 | 0 | 0 | 2.5079 | 0 | 2.6142 | 7.378 | 0 | 0 | 0 | 0 | 0 | 0 | 12.5001 | 12.5001 | 2.5079 | 0
86 | 2.95 | 0.54022 | 0.35 | 0.38708 | 0.38708 | 0 | 0 | 0 | 1.2849 | 1.2597 | -9.2983e-08 | 0.62177 | 0 | 0 | 0.62177 | 3.1664 | 3.1664 | 0 | 0 | 0 | 0 | 0 | 2.9345 | 0 | 2.5446 | 7.117 | 0 | 0 | 0 | 0 | 0 | 0 | 12.5961 | 12.5961 | 2.9345 | 0
87 | 2.79 | 0.56251 | 0.35 | 0.39899 | 0.39899 | 0 | 0 | 0 | 2.3115 | 0.4913 | -2.1607e-09 | 1.6882 | 0 | 0 | 1.6882 | 4.491 | 4.491 | 0 | 0 | 0 | 0 | 0 | 2.1602 | 0 | 2.8028 | 7.7514 | 0 | 0 | 0 | 0 | 0 | 0 | 12.7143 | 12.7143 | 2.1602 | 0
88 | 2.68 | 0.56477 | 0.35 | 0.40283 | 0.40283 | 0 | 0 | 0 | 3.0102 | 0 | 0 | 0.76257 | 0 | 0 | 0.76257 | 3.7728 | 3.7728 | 0 | 0 | 0 | 0 | 0 | 1.5417 | 0 | 3.0102 | 8.2549 | 0 | 0 | 1.46 | 0 | 0 | 0 | 12.7956 | 14.2668 | 1.5417 | 0
89 | 2.64 | 0.56585 | 0.35 | 0.46002 | 0.46002 | 0 | 0 | 0 | 3.0792 | 0 | 0 | 1.3427 | 0 | 0 | 1.3427 | 4.4219 | 4.4219 | 0 | 0 | 0 | 0 | 0 | 1.5417 | 0 | 3.0792 | 8.3546 | 0 | 0 | 0.74511 | 0 | 0 | 0 | 12.8252 | 13.7207 | 1.5417 | 0
90 | 2.63 | 0.54755 | 0.35 | 0.47623 | 0.47623 | 0 | 0 | 0 | 3.0783 | 0 | 0 | 1.0924 | 0 | 0 | 1.0924 | 4.1707 | 4.1707 | 0 | 0 | 0 | 0 | 0 | 1.5417 | 0 | 3.0783 | 8.3516 | 0 | 0 | 0.5006 | 0 | 0 | 0 | 12.8325 | 13.4722 | 1.5417 | 0
91 | 2.79 | 0.52227 | 0.35 | 0.47644 | 0.47644 | 0 | 0 | 0 | 3.0929 | 0 | 0 | 0.79505 | 0 | 0 | 0.79505 | 3.8879 | 3.8879 | 0 | 0 | 0 | 0 | 0 | 1.5417 | 0 | 3.0929 | 8.4004 | 0 | 0 | 0.19109 | 0 | 0 | 0 | 12.7143 | 13.2261 | 1.5417 | 0
92 | 2.77 | 0.49609 | 0.35 | 0.433 | 0.433 | 0 | 0 | 0 | 3.0911 | 0 | 0 | 4.835 | 0 | 0 | 4.835 | 7.9261 | 7.9261 | 0 | 0 | 0 | 0 | 0 | 1.5417 | 0 | 3.0911 | 8.3943 | 0 | 0 | 1.621 | 0 | 0 | 0 | 12.7291 | 14.6481 | 1.5417 | 0
93 | 2.78 | 0.45768 | 0.35 | 0.41101 | 0.41101 | 0 | 0 | 0 | 3.092 | 0 | 0 | 2.733 | 0 | 0 | 2.733 | 5.825 | 5.825 | 0 | 0 | 0 | 0 | 0 | 1.5417 | 0 | 3.092 | 8.3974 | 0 | 0 | 0.074509 | 0 | 0 | 0 | 12.7217 | 13.1055 | 1.5417 | 0
94 | 2.76 | 0.4013 | 0.35 | 0.4056 | 0.4056 | 0 | 0 | 0 | 2.358 | 0 | 0 | 1.447 | 0.61953 | 0 | 1.447 | 4.4246 | 4.4246 | 0 | 0 | 0 | 0 | 0 | 1.5417 | 0 | 2.9776 | 8.2173 | 0 | 0 | 0 | 0 | 0 | 0 | 12.7365 | 12.7365 | 1.5417 | 0
95 | 2.7 | 0.35711 | 0.35 | 0.36737 | 0.36737 | 0 | 0 | 0 | 0 | 0 | 0 | 1.9369 | 2.9987 | 0 | 1.9369 | 4.9356 | 4.9356 | 0 | 0 | 0 | 0 | 0 | 1.5417 | 0 | 2.9987 | 8.2405 | 0 | 0 | 0 | 0 | 0 | 0 | 12.7808 | 12.7808 | 1.5417 | 0
96 | 2.53 | 0.33246 | 0.35 | 0.29428 | 0.29428 | 0 | 0 | 0 | 0 | 0 | 0 | -3.3307e-16 | 3.5043 | 0 | 0.5063 | 3.4992 | 3.4992 | 0 | 0 | 0 | 0 | 0 | 1.5417 | 0 | 2.9929 | 8.3719 | 0 | 0 | 0 | 0 | 0 | 0 | 12.9064 | 12.9064 | 1.5417 | 0
97 | 2.44 | 0.31564 | 0.35 | 0.27825 | 0.27825 | 0 | 0 | 0 | 0 | 0 | 0 | -3.3307e-16 | 3.8312 | 0 | 0.61554 | 3.825 | 3.825 | -2.8231 | 1.6716 | 0 | 1.1515 | 0 | 1.5417 | 0 | 3.2094 | 8.0898 | 0 | 0 | 0 | 0 | 0 | 0 | 10.0178 | 10.0178 | 1.5417 | 0
98 | 2.36 | 0.31126 | 0.35 | 0.26134 | 0.26134 | 0 | 0 | 0 | 0 | 0 | 0 | -3.3307e-16 | 3.8577 | 0 | 0.52101 | 3.8524 | 3.8524 | -2.1704 | 2.1646 | 0 | 0.0057574 | 0 | 1.5417 | 0 | 3.3314 | 7.8859 | 0 | 0 | 0 | 0 | 0 | 0 | 10.0769 | 10.5886 | 1.5417 | 0
99 | 2.18 | 0.30747 | 0.35 | 0.25339 | 0.25339 | 0 | 0 | 0 | 0 | 0 | 0 | -3.3307e-16 | 3.8921 | 0 | 0.57371 | 3.8863 | 3.8863 | -2.4776 | 2.4718 | 0 | 0.0057574 | 0 | 1.5417 | 0 | 3.3126 | 7.8332 | 0 | 0 | 0 | 0 | 0 | 0 | 10.2099 | 10.2099 | 1.5417 | 0
100 | 2.31 | 0.3112 | 0.35 | 0.24812 | 0.24812 | -7.263 | 0 | 7.263 | 0 | 0 | 0 | -3.3307e-16 | 11.3623 | 0 | 0.69285 | 4.019 | 4.019 | -2.0496 | 2.0439 | 0 | 0.0057574 | 0 | 1.5417 | 0 | 3.3261 | 7.8713 | 0 | 0 | 0 | 0 | 0 | 0 | 10.1138 | 10.6895 | 1.5417 | 0
101 | 2.65 | 0.31868 | 0.35 | 0.2262 | 0.2262 | -19.0234 | 0 | 19.0234 | 0 | 0 | 0 | -3.3307e-16 | 23.4272 | 10 | 0.71233 | 4.2044 | 14.2044 | -4.0844 | 4.0844 | 0 | 0 | 0 | 1.5417 | 0 | 3.4921 | 7.7904 | 0 | 0 | 0 | 0 | 1.1229 | 0 | 9.8627 | 9.8627 | 1.5417 | 0
102 | 2.98 | 0.3313 | 0.35 | 0.32047 | 0.32047 | 0 | 0 | 0 | 0 | 0 | 0 | -3.3307e-16 | 3.5844 | 0 | 0.59035 | 3.5784 | 3.5784 | -0.58891 | 0 | 0 | 0.58891 | 0 | 1.5417 | 0 | 2.988 | 8.6332 | 0 | 0 | 0 | 0 | 0 | 0 | 12.574 | 12.574 | 1.5417 | 0
103 | 3.11 | 0.33982 | 0.35 | 0.33921 | 0.33921 | 0 | 0 | 0 | 0 | 0.012141 | 5.7742e-10 | -6.6613e-16 | 3.5725 | 0 | 0.96346 | 3.575 | 3.575 | 0 | 0 | 0 | 0 | 0 | 1.6773 | 0 | 2.6115 | 7.6148 | 0 | 0 | 3.4541 | 0 | 0.5743 | 0 | 12.4779 | 15.932 | 1.6773 | 0
104 | 3.46 | 0.3376 | 0.35 | 0.34653 | 0.34653 | 0 | 0 | 0 | 0 | 0.65012 | -5.0589e-08 | 0.43168 | 2.4499 | 0 | 1.0818 | 3.5317 | 3.5317 | 0 | 0 | 0 | 0 | 0 | 2.4506 | 0 | 2.4499 | 7.3188 | 0 | 0 | 6.4605 | 0 | 0 | 0 | 12.2194 | 18.6798 | 2.4506 | 0
105 | 4.02 | 0.32335 | 0.35 | 0.33902 | 0.33902 | 0 | 0 | 0 | 0 | 1.2394 | -1.1064e-07 | -3.3307e-16 | 1.5144 | 0 | 0.62078 | 2.7538 | 2.7538 | 0 | 0 | 0 | 0 | 0 | 3.0562 | 0 | 2.133 | 6.6164 | 0 | 0 | 0 | 0 | 0 | 0 | 11.8056 | 11.8056 | 3.0562 | 0
106 | 4.6 | 0.31388 | 0.35 | 0.32849 | 0.32849 | 0 | 0 | 0 | 0 | 1.7001 | 5.9605e-08 | -3.3307e-16 | 0.78226 | 0 | 0.60278 | 2.4823 | 2.4823 | 0 | 0 | 0 | 0 | 0 | 3.4446 | 0 | 1.8795 | 6.053 | 0 | 0 | 0 | 0 | 0 | 0 | 11.3772 | 11.3772 | 3.4446 | 0
107 | 5 | 0.3117 | 0.35 | 0.33419 | 0.33419 | 0 | 0 | 0 | 0 | 3.1133 | -1.7285e-08 | -3.3307e-16 | 0 | 0 | 0.58657 | 3.1133 | 3.1133 | -2.6776 | 2.6776 | 0 | 0 | 0 | 4.5094 | 0 | 2.5268 | 6.7231 | 0 | 0 | 0 | 0 | 0 | 0 | 11.0816 | 11.0816 | 4.5094 | 0
108 | 5.24 | 0.31415 | 0.35 | 0.34054 | 0.34054 | 0 | 0 | 0 | 0 | 2.8893 | 6.0201e-08 | -6.6613e-16 | 0 | 0 | 1.2111 | 2.8893 | 2.8893 | 0 | 0 | 0 | 0 | 0 | 4.2981 | 0 | 1.6782 | 5.3591 | 0 | 0 | 0.20859 | 0 | 0 | 0 | 10.9043 | 11.544 | 4.2981 | 0
109 | 5.61 | 0.31789 | 0.35 | 0.33504 | 0.33504 | 0 | 0 | 0 | 0 | 3.5517 | 1.3858e-07 | -6.6613e-16 | 0.66559 | 0 | 0.8306 | 4.2172 | 4.2172 | -5.8117 | 4.6603 | 0 | 1.1515 | 0 | 4.3843 | 0 | 3.3866 | 8.6718 | 0 | 0 | 0 | 0 | 0 | 0 | 10.631 | 10.631 | 4.3843 | 0
110 | 5.4 | 0.3197 | 0.35 | 0.33005 | 0.33005 | 0 | 0 | 0 | 0 | 0.67259 | 2.8089e-08 | -6.6613e-16 | 3.666 | 0 | 0.89308 | 4.3364 | 4.3364 | -3.7237 | 3.7179 | 0 | 0.0057574 | 0 | 2.4503 | 0 | 3.4433 | 9.064 | 0 | 0 | 0 | 0 | 0 | 0 | 10.7861 | 11.2339 | 2.4503 | 0
111 | 5.11 | 0.33331 | 0.35 | 0.33095 | 0.33095 | 0 | 0 | 0 | 0 | 0.92055 | 2.6301e-08 | -6.6613e-16 | 3.4223 | 0 | 0.94428 | 4.3426 | 4.3426 | -0.89805 | 0.89229 | 0 | 0.0057574 | 0 | 2.3792 | 0 | 3.3983 | 8.9993 | 0 | 0 | 0 | 0 | 0 | 0 | 11.0004 | 13.8788 | 2.3792 | 0
112 | 4.82 | 0.34749 | 0.35 | 0.34091 | 0.34091 | 0 | 0 | 0 | 0 | 0 | 0 | -6.6613e-16 | 3.7504 | 0 | 1.4664 | 3.7356 | 3.7356 | -0.0057574 | 0 | 0 | 0.0057574 | 0 | 1.5417 | 0 | 2.2691 | 7.4096 | 0 | 0 | 3.0064 | 0 | 0 | 0 | 11.2146 | 14.221 | 1.5417 | 0
113 | 4.68 | 0.34564 | 0.35 | 0.38198 | 0.38198 | 0 | 0 | 0 | 0 | 0 | 0 | 2.4603 | 2.3089 | 0 | 2.4603 | 4.7691 | 4.7691 | -0.0057574 | 0 | 0 | 0.0057574 | 0 | 1.5417 | 0 | 2.3089 | 7.4733 | 0 | 0 | 0.57569 | 0 | 0 | 0 | 11.318 | 11.8937 | 1.5417 | 0
114 | 4.32 | 0.33282 | 0.35 | 0.40279 | 0.40279 | 0 | 0 | 0 | 0 | 0 | 0 | 0.93522 | 2.4136 | 0 | 0.93522 | 3.3488 | 3.3488 | -0.0057574 | 0 | 0 | 0.0057574 | 0 | 1.5417 | 0 | 2.4136 | 7.6345 | 0 | 0 | 0 | 0 | 0 | 0 | 11.584 | 11.584 | 1.5417 | 0
115 | 3.91 | 0.33036 | 0.35 | 0.40543 | 0.40543 | 0 | 0 | 0 | 0 | 0 | 0 | 1.1428 | 2.2607 | 0 | 1.1428 | 3.4035 | 3.4035 | 0 | 0 | 0 | 0 | 0 | 1.5417 | 0 | 2.2607 | 6.9616 | 0 | 0 | 0 | 0 | 1.1229 | 0 | 11.8869 | 11.8869 | 1.5417 | 0
116 | 3.57 | 0.32861 | 0.35 | 0.35239 | 0.35239 | 0 | 0 | 0 | 0 | 0 | 0 | 1.0942 | 2.6672 | 0 | 1.0942 | 3.7614 | 3.7614 | -0.098649 | 0 | 0 | 0.098649 | 0 | 1.5417 | 0 | 2.6672 | 8.0279 | 0 | 0 | 3.7739 | 0 | 0 | 0 | 12.1381 | 15.912 | 1.5417 | 0
117 | 3.43 | 0.34306 | 0.35 | 0.35165 | 0.35165 | 0 | 0 | 0 | 0 | 0 | 0 | 1.5329 | 2.6876 | 0 | 1.5329 | 4.2204 | 4.2204 | 0 | 0 | 0 | 0 | 0 | 1.5417 | 0 | 2.6876 | 8.0123 | 0 | 0 | 0.44776 | 0 | 0 | 0 | 12.2415 | 12.6893 | 1.5417 | 0
118 | 3.39 | 0.36206 | 0.35 | 0.35217 | 0.35217 | 0 | 0 | 0 | 0 | 0 | 0 | 1.266 | 2.7005 | 0 | 1.266 | 3.9665 | 3.9665 | 0 | 0 | 0 | 0 | 0 | 1.5417 | 0 | 2.7005 | 8.0289 | 0 | 0 | 1.6631 | 0 | 0 | 0 | 12.2711 | 13.9342 | 1.5417 | 0
119 | 3.37 | 0.37646 | 0.35 | 0.34142 | 0.34142 | 0 | 0 | 0 | 0 | 0 | 0 | -6.6613e-16 | 4.0134 | 0 | 1.0303 | 4.003 | 4.003 | -1.0543 | 0 | 0 | 1.0543 | 0 | 1.5417 | 0 | 2.9727 | 8.8258 | 0 | 0 | 0 | 0 | 0 | 0 | 12.2858 | 12.2858 | 1.5417 | 0
120 | 3.22 | 0.41752 | 0.35 | 0.2579 | 0.2579 | 0 | 0 | 0 | 0 | 0 | 0 | -6.6613e-16 | 4.1289 | 10 | 0.75867 | 4.1212 | 14.1212 | -1.8335 | 1.8335 | 0 | 0 | 0 | 1.5417 | 0 | 3.3626 | 8.203 | 0 | 0 | 0 | 0 | 1.1229 | 0 | 12.3967 | 12.3967 | 1.5417 | 0
121 | 3.03 | 0.46616 | 0.35 | 0.26921 | 0.26921 | 0 | 0 | 0 | 0 | 0 | 0 | -3.3307e-16 | 4.2641 | 0 | 0.72646 | 4.2568 | 4.2568 | -2.7436 | 2.7436 | 0 | 0 | 0 | 1.5417 | 0 | 3.5303 | 7.8932 | 0 | 0 | 0 | 0 | 0 | 0 | 9.5819 | 10.2216 | 1.5417 | 0
122 | 3.12 | 0.50995 | 0.35 | 0.27983 | 0.27983 | 0 | 0 | 0 | 0 | 0 | 0 | -3.3307e-16 | 4.2751 | 0 | 0.72867 | 4.2678 | 4.2678 | -2.8448 | 2.8448 | 0 | 0 | 0 | 1.5417 | 0 | 3.5391 | 7.9191 | 0 | 0 | 0 | 0 | 0 | 0 | 9.5154 | 10.1551 | 1.5417 | 0
123 | 2.92 | 0.5481 | 0.35 | 0.28157 | 0.28157 | 0 | 0 | 0 | 0 | 0 | 0 | -6.6613e-16 | 4.3349 | 0 | 0.80699 | 4.3267 | 4.3267 | -3.2596 | 3.2596 | 0 | 0 | 0 | 1.5417 | 0 | 3.5197 | 7.8614 | 0 | 0 | 0 | 0 | 0 | 0 | 9.6632 | 9.6632 | 1.5417 | 0
124 | 2.68 | 0.58646 | 0.35 | 0.28044 | 0.28044 | 0 | 0 | 0 | 0 | 0 | 0 | -6.6613e-16 | 4.4339 | 0 | 0.92737 | 4.4245 | 4.4245 | -2.9898 | 2.9898 | 0 | 0 | 0 | 1.5417 | 0 | 3.4971 | 7.7915 | 0 | 0 | 0 | 0 | 0 | 0 | 9.8405 | 9.8405 | 1.5417 | 0
125 | 2.54 | 0.6275 | 0.35 | 0.28376 | 0.28376 | 0 | 0 | 0 | 0 | 0 | 0 | -6.6613e-16 | 4.1963 | 0 | 0.84744 | 4.1878 | 4.1878 | -2.8873 | 1.4259 | 0 | 1.2378 | 0.22354 | 1.5417 | 0 | 3.3403 | 7.9492 | 0 | 0 | 0 | 0 | 0 | 0 | 9.9439 | 9.9439 | 1.5417 | 0
126 | 2.11 | 0.652 | 0.35 | 0.35497 | 0.35497 | 0 | 0 | 0 | 0 | 0 | 0 | 0.83706 | 3.2115 | 0 | 0.83706 | 4.0486 | 4.0486 | 0 | 0 | 0 | 0 | 0 | 1.5417 | 0 | 3.2115 | 7.9489 | 0 | 0 | 0 | 0 | 0.51458 | 0 | 13.2167 | 13.2167 | 1.5417 | 0
127 | 1.94 | 0.63959 | 0.35 | 0.36182 | 0.36182 | 0 | 0 | 0 | 0 | 0.084664 | 2.8173e-09 | 0.82355 | 3.1498 | 0 | 0.82355 | 4.058 | 4.058 | 0 | 0 | 0 | 0 | 0 | 1.8958 | 0 | 3.2345 | 7.9259 | 0 | 0 | 7.9317 | 0 | 0.2862 | 0 | 13.3423 | 21.274 | 1.8958 | 0
128 | 1.87 | 0.60804 | 0.35 | 0.39911 | 0.39911 | 0 | 0 | 0 | 1.6521 | 1.1521 | 5.126e-08 | 0.80197 | 0 | 0 | 0.80197 | 3.6062 | 3.6062 | 0 | 0 | 0 | 0 | 0 | 3.3342 | 0 | 2.8042 | 6.8548 | 0 | 0 | 6.7803 | 0 | 0.40088 | 0 | 13.394 | 20.1743 | 3.3342 | 0
129 | 2.15 | 0.58591 | 0.35 | 0.4051 | 0.4051 | 0 | 0 | 0 | 0.47972 | 2.1767 | -9.6411e-08 | 0.78351 | 0 | 0 | 0.78351 | 3.44 | 3.44 | 0 | 0 | 0 | 0 | 0 | 3.9368 | 0 | 2.6565 | 6.5939 | 0 | 0 | 0 | 0 | 0 | 0 | 13.1872 | 13.1872 | 3.9368 | 0
130 | 2.8 | 0.56505 | 0.35 | 0.40556 | 0.40556 | 0 | 0 | 0 | 0 | 2.437 | -2.0802e-07 | 0.74951 | 0 | 0 | 0.74951 | 3.1865 | 3.1865 | -0.10812 | 0 | 0 | 0.10812 | 0 | 4.0473 | 0 | 2.437 | 6.3307 | 0 | 0 | 0 | 0 | 0 | 0 | 12.7069 | 12.7069 | 4.0473 | 0
131 | 3.11 | 0.54725 | 0.35 | 0.39272 | 0.39272 | 0 | 0 | 0 | 0 | 2.5939 | 1.9372e-08 | 0.83657 | 0 | 0 | 0.83657 | 3.4305 | 3.4305 | -1.1738 | 0 | 0 | 1.1303 | 0.043553 | 4.1766 | 0 | 2.5939 | 6.8813 | 0 | 0 | 0.76758 | 0 | 0 | 0 | 12.4779 | 13.2455 | 4.1766 | 0
132 | 3.33 | 0.53588 | 0.35 | 0.36373 | 0.36373 | -4.5112 | 0 | 4.5112 | 0 | 9.7179 | 1.6689e-08 | -6.6613e-16 | 0 | 0 | 1.314 | 5.2066 | 5.2066 | -6.3421 | 6.3421 | 0 | 0 | 0 | 6.7079 | 0 | 3.8926 | 7.5242 | 0 | 0 | 0 | 0 | 1.0445 | 0 | 12.3154 | 12.8271 | 6.7079 | 0
133 | 3.47 | 0.55911 | 0.35 | 0.36657 | 0.36657 | 0 | 0 | 0 | 0 | 1.5734 | 7.2718e-08 | 0.71775 | 1.5863 | 0 | 0.71775 | 3.8775 | 3.8775 | -2.8342 | 0 | 0 | 1.0728 | 1.7614 | 3.3015 | 0 | 3.1598 | 8.5848 | 0 | 0 | 0.57569 | 0 | 0 | 0 | 12.212 | 12.7877 | 3.3015 | 0
134 | 3.48 | 0.61074 | 0.35 | 0.36779 | 0.36779 | 0 | 0 | 0 | 0 | 0.76241 | 1.0431e-09 | 0.60351 | 2.397 | 0 | 0.60351 | 3.763 | 3.763 | -2.081 | 0 | 0 | 0.0061892 | 2.0749 | 2.5367 | 0 | 3.1594 | 8.5895 | 0 | 0 | 0.70362 | 0 | 0 | 0 | 12.2046 | 12.9082 | 2.5367 | 0
135 | 3.22 | 0.66077 | 0.35 | 0.36906 | 0.36906 | -2.9975 | 0 | 2.9975 | 0 | 7.0482 | 2.7448e-07 | -3.3307e-16 | 0 | 0 | 0.57772 | 4.0507 | 4.0507 | -0.3507 | 0 | 0 | 0.0061892 | 0.34451 | 4.101 | 0 | 3.473 | 8.0518 | 0 | 0 | 0 | 0 | 0 | 0 | 12.3967 | 15.2751 | 4.101 | 0
136 | 2.66 | 0.66024 | 0.35 | 0.39268 | 0.39268 | 0 | 0 | 0 | 2.8707 | 0 | 0 | 0.82418 | 0.31903 | 0 | 0.82418 | 4.0139 | 4.0139 | -0.12798 | 0 | 0 | 0.0061892 | 0.12179 | 1.5417 | 0 | 3.1898 | 8.2069 | 0 | 0 | 1.1514 | 0 | 0 | 0 | 12.8104 | 13.9617 | 1.5417 | 0
137 | 1.93 | 0.65111 | 0.35 | 0.45787 | 0.45787 | 0 | 0 | 0 | 3.2375 | 0 | 0 | 1.3737 | 0 | 0 | 1.3737 | 4.6112 | 4.6112 | -0.0061892 | 0 | 0 | 0.0061892 | 0 | 1.5417 | 0 | 3.2375 | 7.9306 | 0 | 0 | 0 | 0 | 0 | 0.64602 | 13.3497 | 13.3497 | 1.5417 | 0
138 | 0.56 | 0.64369 | 0.35 | 0.46623 | 0.46623 | 0 | 0 | 0 | 13.6737 | 0 | 0 | 1.2373 | 0 | -5.3291e-15 | 1.2373 | 4.911 | 14.911 | -0.0061892 | 0 | 0 | 0.0061892 | 0 | 1.5417 | 0 | 3.6737 | 8.5704 | 0 | 0 | 0.63965 | 0 | 0 | 0.5822 | 14.3618 | 15.0015 | 1.5417 | 0
139 | 0.52 | 0.64408 | 0.35 | 0.46022 | 0.46022 | 0 | 0 | 0 | 3.6869 | 0 | 0 | 1.197 | 0 | 0 | 1.197 | 4.8839 | 4.8839 | -0.0061892 | 0 | 0 | 0.0061892 | 0 | 1.5417 | 0 | 3.6869 | 8.5886 | 0 | 0 | 0 | 0 | 0 | 0.58033 | 14.3914 | 14.3914 | 1.5417 | 0
140 | 0.26 | 0.63672 | 0.35 | 0.41727 | 0.41727 | 0 | 0 | 0 | 3.7734 | 0 | 0 | 3.4641 | 0 | 0 | 3.4641 | 7.2375 | 7.2375 | -0.0061892 | 0 | 0 | 0.0061892 | 0 | 1.5417 | 0 | 3.7734 | 8.7064 | 0 | 0 | 1.0874 | 0 | 0 | 0.56822 | 14.5834 | 15.6708 | 1.5417 | 0
141 | -0.07 | 0.62526 | 0.35 | 0.38364 | 0.38364 | 0 | 0 | 0 | 0 | 0 | 0 | 2.2207 | 3.8847 | 0 | 2.2207 | 6.1054 | 6.1054 | 0 | 0 | 0 | 0 | 0 | 1.5417 | 0 | 3.8847 | 8.8542 | 0 | 0 | 1.0234 | 0 | 0 | 0.54666 | 14.8272 | 15.8507 | 1.5417 | 0
142 | -0.27 | 0.61728 | 0.35 | 0.38198 | 0.38198 | 0 | 0 | 0 | 0 | 0 | 0 | 1.4343 | 3.9532 | 0 | 1.4343 | 5.3875 | 5.3875 | 0 | 0 | 0 | 0 | 0 | 1.5417 | 0 | 3.9532 | 8.9428 | 0 | 0 | 3.0064 | 0 | 0.14362 | 0.39372 | 14.975 | 17.9813 | 1.5417 | 0
143 | -0.84 | 0.60143 | 0.35 | 0.36856 | 0.36856 | 0 | 0 | 0 | 0 | 0 | 0 | 1.1959 | 4.1522 | 0 | 1.1959 | 5.3481 | 5.3481 | 0 | 0 | 0 | 0 | 0 | 1.5417 | 0 | 4.1522 | 9.1914 | 0 | 0 | 0 | 0 | 0.51079 | 0 | 15.3961 | 15.3961 | 1.5417 | 0
144 | -1.16 | 0.5963 | 0.35 | 0.31336 | 0.31336 | 0 | 0 | 0 | 0 | 0 | 0 | -6.6613e-16 | 5.174 | 0 | 0.82247 | 5.1657 | 5.1657 | 0 | 0 | 0 | 0 | 0 | 1.5417 | 0 | 4.3432 | 9.2089 | 0 | 0 | 0 | 0 | 0.53869 | 0 | 15.6325 | 15.6325 | 1.5417 | 0
145 | -1.38 | 0.59133 | 0.35 | 0.29909 | 0.29909 | 0 | 0 | 0 | 0 | 0 | 0 | -6.6613e-16 | 5.3658 | 0 | 0.81354 | 5.3576 | 5.3576 | -2.2514 | 1.7102 | 0 | 0.54119 | 0 | 1.5417 | 0 | 4.5441 | 9.0056 | 0 | 0 | 0 | 0 | 0 | 0 | 12.8399 | 12.8399 | 1.5417 | 0
146 | -1.23 | 0.5866 | 0.35 | 0.29458 | 0.29458 | 0 | 0 | 0 | 0 | 0 | 0 | -6.6613e-16 | 5.3031 | 0 | 0.76935 | 5.2954 | 5.2954 | -2.2011 | 2.2011 | 0 | 0 | 0 | 1.5417 | 0 | 4.526 | 8.8625 | 0 | 0 | 0 | 0 | 0 | 0 | 12.7291 | 12.7291 | 1.5417 | 0
147 | -0.89 | 0.57183 | 0.35 | 0.29307 | 0.29307 | 0 | 0 | 0 | 0 | 0 | 0 | -3.3307e-16 | 5.0475 | 0 | 0.63301 | 5.0411 | 5.0411 | -2.2003 | 2.2003 | 0 | 0 | 0 | 1.5417 | 0 | 4.4081 | 8.7284 | 0 | 0 | 0 | 0 | 0 | 0 | 12.4779 | 12.4779 | 1.5417 | 0
148 | -1.19 | 0.55378 | 0.35 | 0.28122 | 0.28122 | 0 | 0 | 0 | 0 | 0 | 0 | -3.3307e-16 | 5.2193 | 0 | 0.70016 | 5.2122 | 5.2122 | -2.201 | 2.201 | 0 | 0 | 0 | 1.5417 | 0 | 4.512 | 8.8468 | 0 | 0 | 0 | 0 | 0 | 0 | 12.6996 | 12.6996 | 1.5417 | 0
149 | -1.37 | 0.5599 | 0.35 | 0.28319 | 0.28319 | 0 | 0 | 0 | 0 | 0 | 0 | -3.3307e-16 | 5.2766 | 0 | 0.69438 | 5.2696 | 5.2696 | -1.8177 | 1.8177 | 0 | 0 | 0 | 1.5417 | 0 | 4.5752 | 8.9172 | 0 | 0 | 0 | 0 | 0 | 0 | 12.8325 | 13.2163 | 1.5417 | 0
150 | -1.7 | 0.56002 | 0.35 | 0.3435 | 0.3435 | 0 | 0 | 0 | 0 | 0 | 0 | -6.6613e-16 | 5.3706 | 0 | 0.82032 | 5.3623 | 5.3623 | 0 | 0 | 0 | 0 | 0 | 1.5417 | 0 | 4.542 | 9.4305 | 0 | 0 | 0 | 0 | 0.51729 | 0 | 16.0314 | 16.0314 | 1.5417 | 0
151 | -2.11 | 0.54891 | 0.35 | 0.34307 | 0.34307 | 0 | 0 | 0 | 0 | 0.33993 | 1.8198e-08 | -6.6613e-16 | 4.9691 | 0 | 0.78177 | 5.3045 | 5.3045 | 0 | 0 | 0 | 0 | 0 | 4.6586 | 0 | 4.5228 | 8.742 | 0 | 0 | 9.7328 | 0 | 0 | 0 | 16.3343 | 27.6561 | 4.6586 | 0
152 | -1.8 | 0.50232 | 0.35 | 0.32538 | 0.32538 | 0 | 0 | 0 | 0 | 1.2267 | 3.2559e-08 | -6.6613e-16 | 4.3063 | 0 | 1.2577 | 5.5326 | 5.5326 | -2.5715 | 2.5715 | 0 | 0 | 0 | 6.3738 | 0 | 4.2749 | 8.0281 | 0 | 0 | 0 | 0 | 0 | 0 | 16.1053 | 16.1053 | 6.3738 | 0
153 | 0.34 | 0.46965 | 0.35 | 0.32939 | 0.32939 | 0 | 0 | 0 | 0 | 4.6799 | 3.5763e-09 | -6.6613e-16 | 0.13975 | 0 | 0.79977 | 4.8196 | 4.8196 | -2.0535 | 0.7869 | 0 | 1.2666 | 0 | 6.0308 | 0 | 4.0198 | 8.1903 | 0 | 0 | 0 | 0 | 0 | 0 | 14.5243 | 16.1874 | 6.0308 | 0
154 | 1.65 | 0.47312 | 0.35 | 0.33259 | 0.33259 | -3.3148 | 0 | 3.3148 | 0 | 8.2813 | -8.0109e-07 | -6.6613e-16 | 0 | 0 | 1.0796 | 4.9665 | 4.9665 | -5.4501 | 5.4501 | 0 | 0 | 0 | 6.6502 | 0 | 3.8869 | 7.2343 | 0 | 0 | 0 | 0 | 1.2352 | 0 | 13.5565 | 13.5565 | 6.6502 | 0
155 | 2.3 | 0.47846 | 0.35 | 0.34164 | 0.34164 | 0 | 0 | 0 | 0 | 4.2857 | -2.2233e-07 | -6.6613e-16 | 0 | 0 | 0.94828 | 4.2857 | 4.2857 | -2.6712 | 0.047988 | 0 | 1.2666 | 1.3566 | 5.1938 | 0 | 3.3374 | 7.856 | 0 | 0 | 0 | 0 | 0 | 0 | 13.0763 | 13.716 | 5.1938 | 0
156 | 3 | 0.46991 | 0.35 | 0.33136 | 0.33136 | 0 | 0 | 0 | 0 | 1.1715 | -3.9414e-08 | -6.6613e-16 | 3.0168 | 0 | 0.94204 | 4.1883 | 4.1883 | -1.8948 | 0 | 0 | 0.0063331 | 1.8884 | 2.9404 | 0 | 3.2463 | 8.2672 | 0 | 0 | 2.9424 | 0 | 0 | 0 | 12.5592 | 15.5016 | 2.9404 | 0
157 | 2.77 | 0.48229 | 0.35 | 0.31372 | 0.31372 | 0 | 0 | 0 | 0 | 0.72186 | -2.4959e-08 | -6.6613e-16 | 3.5541 | 0 | 1.0183 | 4.273 | 4.273 | -1.181 | 0 | 0 | 0.0063331 | 1.1747 | 2.4935 | 0 | 3.2546 | 8.162 | 0 | 0 | 0.95947 | 0 | 0 | 0 | 12.7291 | 13.6886 | 2.4935 | 0
158 | 2.09 | 0.5121 | 0.35 | 0.29589 | 0.29589 | 0 | 0 | 0 | 0 | 1.1304 | -8.2403e-08 | -3.3307e-16 | 2.7544 | 0 | 0.53987 | 3.8849 | 3.8849 | -0.038981 | 0 | 0 | 0.0063331 | 0.032648 | 2.8569 | 0 | 3.345 | 7.7597 | 0 | 0 | 0.012509 | 0 | 0 | 0 | 13.2315 | 13.9351 | 2.8569 | 0
159 | 1.69 | 0.54315 | 0.35 | 0.30866 | 0.30866 | 0 | 0 | 0 | 0 | 1.1176 | 1.2219e-07 | -3.3307e-16 | 2.8432 | 0 | 0.58009 | 3.9607 | 3.9607 | -0.30773 | 0 | 0 | 0.0063331 | 0.3014 | 2.5011 | 0 | 3.3806 | 7.953 | 0 | 0 | 0 | 0 | 0 | 0 | 13.527 | 13.527 | 2.5011 | 0
160 | 1.16 | 0.55539 | 0.35 | 0.32364 | 0.32364 | 0 | 0 | 0 | 0 | 0 | 0 | -3.3307e-16 | 4.2484 | 0 | 0.69198 | 4.2414 | 4.2414 | -0.0063331 | 0 | 0 | 0.0063331 | 0 | 1.5417 | 0 | 3.5494 | 8.1968 | 0 | 0 | 0.44776 | 0 | 0 | 0.63698 | 13.9185 | 14.3663 | 1.5417 | 0
161 | 0.45 | 0.56193 | 0.35 | 0.38391 | 0.38391 | 0 | 0 | 0 | 0 | 0 | 0 | 0.93883 | 3.7826 | 0 | 0.93883 | 4.7214 | 4.7214 | -0.0063331 | 0 | 0 | 0.0063331 | 0 | 1.5417 | 0 | 3.7826 | 8.5163 | 0 | 0 | 0 | 0 | 0 | 0.60884 | 14.4431 | 14.4431 | 1.5417 | 0
162 | -0.3 | 0.56882 | 0.35 | 0.40573 | 0.40573 | 0 | 0 | 0 | 0 | 0 | 0 | 1.7708 | 4.038 | 0 | 1.7708 | 5.8088 | 5.8088 | -0.0063331 | 0 | 0 | 0.0063331 | 0 | 1.5417 | 0 | 4.038 | 8.8447 | 0 | 0 | 1.5352 | 0 | 0 | 0.57911 | 14.9972 | 16.5323 | 1.5417 | 0
163 | -0.4 | 0.57504 | 0.35 | 0.42165 | 0.42165 | 0 | 0 | 0 | 3.0003 | 0 | 0 | 1.1103 | 1.0725 | 0 | 1.1103 | 5.1831 | 5.1831 | -0.0063331 | 0 | 0 | 0.0063331 | 0 | 1.5417 | 0 | 4.0728 | 8.8877 | 0 | 0 | 0 | 0 | 0 | 0.57515 | 15.071 | 15.071 | 1.5417 | 0
164 | -0.39 | 0.58468 | 0.35 | 0.39156 | 0.39156 | 0 | 0 | 0 | 0 | 0 | 0 | 0.8421 | 4.0693 | 0 | 0.8421 | 4.9114 | 4.9114 | 0 | 0 | 0 | 0 | 0 | 1.5417 | 0 | 4.0693 | 8.8835 | 0 | 0 | 0.51172 | 0 | 0 | 0.56921 | 15.0636 | 15.5754 | 1.5417 | 0
165 | -0.32 | 0.60517 | 0.35 | 0.3678 | 0.3678 | 0 | 0 | 0 | 0 | 0 | 0 | 1.0104 | 4.0449 | 0 | 1.0104 | 5.0554 | 5.0554 | 0 | 0 | 0 | 0 | 0 | 1.5417 | 0 | 4.0449 | 8.8533 | 0 | 0 | 1.9829 | 0 | 0.10322 | 0.46876 | 15.0119 | 16.9948 | 1.5417 | 0
166 | -0.41 | 0.62755 | 0.35 | 0.36139 | 0.36139 | 0 | 0 | 0 | 0 | 0 | 0 | 0.83187 | 4.0763 | 0 | 0.83187 | 4.9082 | 4.9082 | 0 | 0 | 0 | 0 | 0 | 1.5417 | 0 | 4.0763 | 8.892 | 0 | 0 | 0 | 0 | 0.56842 | 0 | 15.0784 | 15.0784 | 1.5417 | 0
167 | -0.9 | 0.6438 | 0.35 | 0.35941 | 0.35941 | 0 | 0 | 0 | 0 | 0 | 0 | 0.75325 | 4.2495 | 0 | 0.75325 | 5.0028 | 5.0028 | 0 | 0 | 0 | 0 | 0 | 1.5417 | 0 | 4.2495 | 9.1002 | 0 | 0 | 0 | 0 | 0.549 | 0 | 15.4404 | 15.4404 | 1.5417 | 0