## summary
| COSTS | Total costs (annuity) [€/a] | OPEX total [€/a] | CO2 costs [€/a] | CAPEX (annuity) [€/a] | CAPEX (present values) [€] | CAPEX PV (present values) [€] | CAPEX Battery Storage (present values) [€] | CAPEX Refurbishment (present values) [€] | CAPEX Heating (present values) [€] | Electricity costs household [€/a] | Electricity costs heat [€/a] | Electricity costs e-mob [€/a] | Fuel costs [€/a] | Feed-in revenues [€/a] | INSTALLED CAPACITIES | PV [kWp] | Heatpump [kW_th] | Air Conditioning [kW_th] | Direct Electric Heater [kW_th] | Boiler [kW_th] | Battery Storage [kWh] | Buffer storage [l] | Buffer storage energy @dT=10°C [kWh_th] | Hot water storage [l] | Hot water storage energy @dT=55°C [kWh_th] | Thermal inertia used [kWh_th] | YEARLY ENERGY BALANCES | PV generation [kWh] | PV curtailment [kWh] | PV generation used [kWh] | Excess PV generation Feed-in [kWh] | Electricity import Household [kWh] | Electricity import Heating [kWh] | Electricity import e-mobility [kWh] | Electricity demand Household [kWh] | Electricity demand Heatpump [kWh] | Electricity demand Air Conditioning [kWh] | Electricity demand Direct Electric Heater [kWh] | Electricity demand for heating total [kWh] | Electricity demand for e-mobility [kWh] | Electricity demand total [kWh] | Thermal demand roomheat | Thermal demand hot water | Thermal demand total | Thermal generation Boiler [kWh] | Thermal generation Heatpump [kWh] | Thermal generation Air Conditioning [kWh] | Thermal generation Direct Electric Heater [kWh] | PV generation used for heating [kWh] | PV generation used for charging EVs [kWh] | PV generation used for household [kWh] | OTHER PARAMETERS | Self-sufficiency ratio (autarky) | Self-consumption ratio | Self-sufficiency electrical heat generation | Self-sufficiency EV charging | Self-sufficiency household | Share of green el. charge into battery | COP (yearly average) | SCOP Winter | Battery cycles | Specific PV generation [kWh/kWp] | LCOE PV generation | LCOE self generation | LCOE total demand | LCOH
BAU |  | 16457.27 | 12826.4498 | 3630.806 | 0.014182 | 0.42413 | 0 | 0 | 0 | 0.41214 | 3388.115 | 0 | 1685.5783 | 7752.7564 | 0 |  | 0 | 0 | 0 | 0 | 27.4945 | 0 | 0 | 0 | 0 | 0 | 16.6667 |  | 0 | 0 | 0 | 0 | 7966.043 | 0 | 4815.938 | 7966.043 | 0 | 0 | 0 | 0 | 4815.938 | 12781.9809 | 66169.4441 | 7504.8661 | 73674.3102 | 55376.8315 | 0 | 0 | 0 |  |  |  |  | 0 | [11 empty] | 0.43405 | 0.197
PV + HP |  | 13376.2278 | 6655.7849 | 848.6199 | 5871.823 | 175609.7743 | 41927.7645 | 20719.8848 | 0 | 112962.1115 | 1961.0973 | 4104.2357 | 1095.2294 | 0 | -504.7779 |  | 21.2 | 24.749 | 0 | 0 | 0 | 20.9387 | 153.9023 | 1.7899 | 533.7471 | 34.1411 | 16.6667 |  | 17535.5863 | 347.3501 | 9860.284 | -7675.3023 | 3888.8494 | 11726.3878 | 3129.227 | 7966.043 | 15822.7672 | 0 | 0 | 15822.7672 | 4815.938 | 28934.1031 | 66169.4441 | 7504.8661 | 73674.3102 | 0 | 55957.8994 | 0 | 0 | 4096.3794 | 1686.711 | 4077.1936 |  | 0.34078 | 0.5623 | 0.25889 | 0.35024 | 0.51182 | 1 | 3.5365 | 3.3271 | 2415.113 | 843.5347 | 0.083816 | 0.17138 | 0.33176 | 0.16196
Refurbished |  | 13515.929 | 5111.5013 | 664.8612 | 7739.5666 | 231468.7502 | 41927.7645 | 20719.8848 | 80000 | 88821.0874 | 1909.5099 | 2637.5192 | 1074.9527 | 0 | -510.4807 |  | 21.2 | 12.5934 | 0 | 12.1556 | 0 | 20.9387 | 63.9859 | 0.74416 | 533.7471 | 34.1411 | 16.6667 |  | 17874.8339 | 8.1025 | 9937.8874 | -7936.9465 | 3741.4569 | 7535.7691 | 3071.2934 | 7966.043 | 11058.888 | 0 | 445.5378 | 11504.4258 | 4815.938 | 24646.1054 | 43010.1387 | 7504.8661 | 50515.0048 | 0 | 38616.0529 | 0 | 400.984 | 3968.6567 | 1744.6445 | 4224.5861 |  | 0.40322 | 0.55597 | 0.34497 | 0.36226 | 0.53032 | 1 | 3.4919 | 3.2832 | 2637.4431 | 843.5347 | 0.082226 | 0.16947 | 0.31936 | 0.16876
Flex |  | 12138.6593 | 5404.1289 | 840.5214 | 5894.009 | 176273.2943 | 41927.7645 | 34385.9395 | 0 | 99959.5722 | 1258.6212 | 3841.4239 | 782.2926 | 0 | -478.2091 |  | 21.2 | 18.7653 | 0 | 5.9837 | 0 | 38.0469 | 134.7759 | 1.5674 | 284.8375 | 18.2196 | 16.6667 |  | 17609.5098 | 273.4266 | 10346.0207 | -7263.4891 | 1881.7749 | 14080.7564 | 2574.6583 | 7966.043 | 15892.6425 | 0 | 166.1805 | 16058.8231 | 4815.938 | 29665.5573 | 66169.4441 | 7504.8661 | 73674.3102 | 0 | 56234.3302 | 0 | 149.5625 | 4423.6569 | 1594.3304 | 4328.0334 |  | 0.34876 | 0.58752 | 0.27547 | 0.33105 | 0.54331 | 0.44828 | 3.5384 | 3.3253 | 2691.5594 | 843.5347 | 0.083464 | 0.21261 | 0.29652 | 0.15354

## BAU_ts_plot_summer
| Temp. air in °C | CO2 eq. [kg/kWh] | elec. price household [€/kWh] | elec. price heating [€/kWh] | elec. price e-mob. [€/kWh] | Helper variable: neg. sum el | Feed-in | Battery-charge | Battery-discharge | PV | PV curtailed | Grid-demand | Grid-heatpump | Grid-eMob | El. Demand | El. Demand with heating / AC | Total El. Demand incl. EV charging | Helper variable: neg. sum th | Dhw-storage-charge | Buffer-storage-charge | Buffer-storage-charge-HT | Th. inertia-charge | Heat gains used | Solar-thermal | Heatpump-el | Heatpump-ambient heat | Gas boiler | Direct el. heater | Dhw-storage-discharge | Buffer-storage-discharge | Buffer-storage-discharge-HT | Th. inertia-discharge | Roomheat Demand | Th. Demand | Heat gains | Qmax solar-thermal
0 | 11.01 | 0.22531 | 0.35 | 0.35 | 0.35 | 0 | 0 | 0 | 0 | 0 | 0 | 0.51172 | 0 | 0 | 0.51172 | 0.51172 | 0.51172 | 0 | 0 | 0 | 0 | 0 | 1.5417 | 0 | 0 | 0 | 5.0999 | 0 | 0 | 0 | 0 | 0 | 6.6416 | 6.6416 | 1.5417 | 0
1 | 10.74 | 0.22015 | 0.35 | 0.35 | 0.35 | 0 | 0 | 0 | 0 | 0 | 0 | 0.42677 | 0 | 0 | 0.42677 | 0.42677 | 0.42677 | 0 | 0 | 0 | 0 | 0 | 1.5417 | 0 | 0 | 0 | 2.3443 | 0 | 0 | 0 | 0 | 0 | 3.886 | 3.886 | 1.5417 | 0
2 | 10.12 | 0.21822 | 0.35 | 0.35 | 0.35 | 0 | 0 | 0 | 0 | 0 | 0 | 0.38187 | 0 | 0 | 0.38187 | 0.38187 | 0.38187 | 0 | 0 | 0 | 0 | 0 | 1.5417 | 0 | 0 | 0 | 3.378 | 0 | 0 | 0 | 0 | 0 | 4.344 | 4.9197 | 1.5417 | 0
3 | 9.72 | 0.21479 | 0.35 | 0.35 | 0.35 | 0 | 0 | 0 | 0 | 0 | 0 | 0.36122 | 0 | 0 | 0.36122 | 0.36122 | 0.36122 | 0 | 0 | 0 | 0 | 0 | 1.5417 | 0 | 0 | 0 | 3.0978 | 0 | 0 | 0 | 0 | 0 | 4.6395 | 4.6395 | 1.5417 | 0
4 | 9.54 | 0.22338 | 0.35 | 0.35 | 0.35 | 0 | 0 | 0 | 0 | 0 | 0 | 0.38887 | 0 | 0 | 0.38887 | 0.38887 | 0.38887 | 0 | 0 | 0 | 0 | 0 | 1.5417 | 0 | 0 | 0 | 3.8065 | 0 | 0 | 0 | 0 | 0 | 4.7725 | 5.3482 | 1.5417 | 0
5 | 9.55 | 0.24281 | 0.35 | 0.35 | 0.35 | 0 | 0 | 0 | 0 | 0 | 0 | 0.57657 | 0 | 0 | 0.57657 | 0.57657 | 0.57657 | -0.80708 | 0 | 0 | 0 | 0.80708 | 5.5722 | 0 | 0 | 0 | 0 | 0 | 0 | 0 | 0 | 0 | 4.7651 | 4.7651 | 5.5722 | 0
6 | 10.01 | 0.23973 | 0.35 | 0.35 | 0.35 | 0 | 0 | 0 | 0 | 0 | 0 | 0.49901 | 0 | 0 | 0.49901 | 0.49901 | 0.49901 | -2.6042 | 0 | 0 | 0 | 2.6042 | 9.9845 | 0 | 0 | 0 | 0 | 0 | 0 | 0 | 0 | 0 | 7.3804 | 7.3804 | 9.9845 | 0
7 | 10.7 | 0.22596 | 0.35 | 0.35 | 0.35 | 0 | 0 | 0 | 0 | 0 | 0 | 0.449 | 0 | 0 | 0.449 | 0.449 | 0.449 | -4.2013 | 0 | 0 | 0 | 4.2013 | 11.0719 | 0 | 0 | 0 | 6.8443 | 0 | 0 | 0 | 0 | 0 | 6.8706 | 13.7149 | 11.0719 | 0
8 | 11.43 | 0.21589 | 0.35 | 0.35 | 0.35 | 0 | 0 | 0 | 0 | 0 | 0 | 0.5944 | 0 | 0 | 0.5944 | 0.5944 | 0.5944 | 0 | 0 | 0 | 0 | 0 | 4.6817 | 0 | 0 | 0 | 0.57569 | 0 | 0 | 0 | 0 | 1.6496 | 6.3313 | 6.907 | 4.6817 | 0
9 | 12.41 | 0.20618 | 0.35 | 0.35 | 0.35 | 0 | 0 | 0 | 0 | 0 | 0 | 0.83751 | 0 | 0 | 0.83751 | 0.83751 | 0.83751 | 0 | 0 | 0 | 0 | 0 | 4.7989 | 0 | 0 | 0 | 0 | 0 | 0 | 0 | 0 | 0.80844 | 5.6073 | 5.6073 | 4.7989 | 0
10 | 13.39 | 0.19452 | 0.35 | 0.35 | 0.35 | 0 | 0 | 0 | 0 | 0 | 0 | 0.69592 | 0 | 0 | 0.69592 | 0.69592 | 0.69592 | -4.0024 | 0 | 0 | 0 | 4.0024 | 8.8857 | 0 | 0 | 0 | 0 | 0 | 0 | 0 | 0 | 0 | 4.8833 | 4.8833 | 8.8857 | 0
11 | 14.15 | 0.18674 | 0.35 | 0.35 | 0.35 | 0 | 0 | 0 | 0 | 0 | 0 | 0.57689 | 0 | 0 | 0.57689 | 0.57689 | 0.57689 | -5.3869 | 0 | 0 | 0 | 5.3869 | 9.7087 | 0 | 0 | 0 | 0 | 0 | 0 | 0 | 0 | 0 | 4.3218 | 4.3218 | 9.7087 | 0
12 | 14.24 | 0.19078 | 0.35 | 0.35 | 0.35 | 0 | 0 | 0 | 0 | 0 | 0 | 0.62008 | 0 | 0 | 0.62008 | 0.62008 | 0.62008 | -4.8525 | 0 | 0 | 0 | 4.8525 | 9.1078 | 0 | 0 | 0 | 1.5352 | 0 | 0 | 0 | 0 | 0 | 4.2553 | 5.7905 | 9.1078 | 0
13 | 15.12 | 0.18545 | 0.35 | 0.35 | 0.35 | 0 | 0 | 0 | 0 | 0 | 0 | 0.66122 | 0 | 0 | 0.66122 | 0.66122 | 0.66122 | -0.80256 | 0 | 0 | 0 | 0.80256 | 4.4078 | 0 | 0 | 0 | 0.89551 | 0 | 0 | 0 | 0 | 0 | 3.6052 | 4.5007 | 7.3063 | 0
14 | 14.66 | 0.18666 | 0.35 | 0.35 | 0.35 | 0 | 0 | 0 | 0 | 0 | 0 | 0.40177 | 0 | 0 | 0.40177 | 0.40177 | 0.40177 | -0.33484 | 0 | 0 | 0 | 0.33484 | 4.2799 | 0 | 0 | 0 | 0 | 0 | 0 | 0 | 0 | 0 | 3.9451 | 3.9451 | 6.1802 | 0
15 | 14.47 | 0.19132 | 0.35 | 0.35 | 0.35 | 0 | 0 | 0 | 0 | 0 | 0 | 0.36998 | 0 | 0 | 0.36998 | 0.36998 | 0.36998 | -0.33484 | 0 | 0 | 0 | 0.33484 | 4.4203 | 0 | 0 | 0 | 0 | 0 | 0 | 0 | 0 | 0 | 4.0854 | 4.0854 | 5.3002 | 0
16 | 14.3 | 0.21485 | 0.35 | 0.35 | 0.35 | 0 | 0 | 0 | 0 | 0 | 0 | 0.40564 | 0 | 0 | 0.40564 | 0.40564 | 0.40564 | 0 | 0 | 0 | 0 | 0 | 3.0519 | 0 | 0 | 0 | 0 | 0 | 0 | 0 | 0 | 1.1591 | 4.211 | 4.211 | 3.0519 | 0
17 | 13.68 | 0.25444 | 0.35 | 0.35 | 0.35 | 0 | 0 | 0 | 0 | 0 | 0 | 0.82419 | 0 | 0 | 0.82419 | 0.82419 | 0.82419 | 0 | 0 | 0 | 0 | 0 | 3.1579 | 0 | 0 | 0 | 0 | 0 | 0 | 0 | 0 | 1.5112 | 4.6691 | 4.6691 | 3.1579 | 0
18 | 12.94 | 0.30699 | 0.35 | 0.35 | 0.35 | 0 | 0 | 0 | 0 | 0 | 0 | 0.85024 | 0 | 0.76923 | 0.85024 | 0.85024 | 1.6195 | 0 | 0 | 0 | 0 | 0 | 1.8189 | 0 | 0 | 0 | 0 | 0 | 0 | 0 | 0 | 3.3968 | 5.2158 | 5.2158 | 1.8189 | 0
19 | 12.13 | 0.29876 | 0.35 | 0.35 | 0.35 | 0 | 0 | 0 | 0 | 0 | 0 | 1.6994 | 0 | 0.76923 | 1.6994 | 1.6994 | 2.4687 | 0 | 0 | 0 | 0 | 0 | 1.5417 | 0 | 0 | 0 | 0.57569 | 0 | 0 | 0 | 0 | 4.2725 | 5.8142 | 6.3899 | 1.5417 | 0
20 | 11.96 | 0.29512 | 0.35 | 0.35 | 0.35 | 0 | 0 | 0 | 0 | 0 | 0 | 1.1255 | 0 | 0.76923 | 1.1255 | 1.1255 | 1.8947 | 0 | 0 | 0 | 0 | 0 | 1.5417 | 0 | 0 | 0 | 1.8359 | 0 | 0 | 0 | 0 | 3.7135 | 5.9398 | 7.0911 | 1.5417 | 0
21 | 11.86 | 0.29699 | 0.35 | 0.35 | 0.35 | 0 | 0 | 0 | 0 | 0 | 0 | 0.77492 | 0 | 0.76923 | 0.77492 | 0.77492 | 1.5441 | 0 | 0 | 0 | 0 | 0 | 1.5417 | 0 | 0 | 0 | 4.9197 | 0 | 0 | 0 | 0 | 0 | 6.0136 | 6.4614 | 1.5417 | 0
22 | 11.52 | 0.27057 | 0.35 | 0.35 | 0.35 | 0 | 0 | 0 | 0 | 0 | 0 | 0.64691 | 0 | 0.76923 | 0.64691 | 0.64691 | 1.4161 | 0 | 0 | 0 | 0 | 0 | 1.5417 | 0 | 0 | 0 | 4.7232 | 0 | 0 | 0 | 0 | 0 | 6.2648 | 6.2648 | 1.5417 | 0
23 | 11.46 | 0.25041 | 0.35 | 0.35 | 0.35 | 0 | 0 | 0 | 0 | 0 | 0 | 0.6208 | 0 | 0.76923 | 0.6208 | 0.6208 | 1.39 | 0 | 0 | 0 | 0 | 0 | 1.5417 | 0 | 0 | 0 | 4.7675 | 0 | 0 | 0 | 0 | 0 | 6.3091 | 6.3091 | 1.5417 | 0
24 | 11.09 | 0.24651 | 0.35 | 0.35 | 0.35 | 0 | 0 | 0 | 0 | 0 | 0 | 0.34567 | 0 | 0.76923 | 0.34567 | 0.34567 | 1.1149 | -1.5417 | 0 | 0 | 0 | 1.5417 | 1.5417 | 0 | 0 | 0 | 0 | 0 | 0 | 0 | 0 | 0 | 0 | 0 | 1.5417 | 0
25 | 10.84 | 0.24878 | 0.35 | 0.35 | 0.35 | 0 | 0 | 0 | 0 | 0 | 0 | 0.38797 | 0 | 0.76923 | 0.38797 | 0.38797 | 1.1572 | -1.5417 | 0 | 0 | 0 | 1.5417 | 1.5417 | 0 | 0 | 0 | 0 | 0 | 0 | 0 | 0 | 0 | 0 | 0 | 1.5417 | 0
26 | 10.78 | 0.25609 | 0.35 | 0.35 | 0.35 | 0 | 0 | 0 | 0 | 0 | 0 | 0.39963 | 0 | 0.76923 | 0.39963 | 0.39963 | 1.1689 | -1.5417 | 0 | 0 | 0 | 1.5417 | 1.5417 | 0 | 0 | 0 | 0 | 0 | 0 | 0 | 0 | 0 | 0 | 0 | 1.5417 | 0
27 | 10.37 | 0.28458 | 0.35 | 0.35 | 0.35 | 0 | 0 | 0 | 0 | 0 | 0 | 0.38488 | 0 | 0.76923 | 0.38488 | 0.38488 | 1.1541 | -1.5417 | 0 | 0 | 0 | 1.5417 | 1.5417 | 0 | 0 | 0 | 0 | 0 | 0 | 0 | 0 | 0 | 0 | 0 | 1.5417 | 0
28 | 9.88 | 0.30175 | 0.35 | 0.35 | 0.35 | 0 | 0 | 0 | 0 | 0 | 0 | 0.47143 | 0 | 0.76923 | 0.47143 | 0.47143 | 1.2407 | -1.5417 | 0 | 0 | 0 | 1.5417 | 1.5417 | 0 | 0 | 0 | 0 | 0 | 0 | 0 | 0 | 0 | 0 | 0 | 1.5417 | 0
29 | 10.19 | 0.28423 | 0.35 | 0.35 | 0.35 | 0 | 0 | 0 | 0 | 0 | 0 | 0.40824 | 0 | 0.76923 | 0.40824 | 0.40824 | 1.1775 | -2.6777 | 0 | 0 | 0 | 2.6777 | 2.6777 | 0 | 0 | 0 | 0.51172 | 0 | 0 | 0 | 0 | 0 | 0 | 0.51172 | 2.6777 | 0
30 | 12.05 | 0.24997 | 0.35 | 0.35 | 0.35 | 0 | 0 | 0 | 0 | 0 | 0 | 0.36015 | 0 | 0.76923 | 0.36015 | 0.36015 | 1.1294 | -7.5234 | 0 | 0 | 0 | 7.5234 | 7.5234 | 0 | 0 | 0 | 0.51172 | 0 | 0 | 0 | 0 | 0 | 0 | 0.51172 | 7.5234 | 0
31 | 13.78 | 0.20649 | 0.35 | 0.35 | 0.35 | 0 | 0 | 0 | 0 | 0 | 0 | 0.37786 | 0 | 10.7692 | 0.37786 | 0.37786 | 11.1471 | -1.5109 | 0 | 0 | 0 | 1.5109 | 1.5109 | 0 | 0 | 0 | 5.9487 | 0 | 0 | 0 | 0 | 0 | 0 | 5.9487 | 11.4294 | 0
32 | 15.49 | 0.189 | 0.35 | 0.35 | 0.35 | 0 | 0 | 0 | 0 | 0 | 0 | 0.37661 | 0 | 0 | 0.37661 | 0.37661 | 0.37661 | -0.33484 | 0 | 0 | 0 | 0.33484 | 0.33484 | 0 | 0 | 0 | 0.44776 | 0 | 0 | 0 | 0 | 0 | 0 | 0.44776 | 12.5154 | 0
33 | 16.72 | 0.17772 | 0.35 | 0.35 | 0.35 | 0 | 0 | 0 | 0 | 0 | 0 | 0.36893 | 0 | 0 | 0.36893 | 0.36893 | 0.36893 | -0.33484 | 0 | 0 | 0 | 0.33484 | 0.33484 | 0 | 0 | 0 | 0 | 0 | 0 | 0 | 0 | 0 | 0 | 0 | 12.0701 | 0
34 | 17.96 | 0.17773 | 0.35 | 0.35 | 0.35 | 0 | 0 | 0 | 0 | 0 | 0 | 0.55616 | 0 | 0 | 0.55616 | 0.55616 | 0.55616 | -0.33484 | 0 | 0 | 0 | 0.33484 | 0.33484 | 0 | 0 | 0 | 0.57569 | 0 | 0 | 0 | 0 | 0 | 0 | 0.57569 | 10.1263 | 0
35 | 18.77 | 0.17464 | 0.35 | 0.35 | 0.35 | 0 | 0 | 0 | 0 | 0 | 0 | 0.79729 | 0 | 0 | 0.79729 | 0.79729 | 0.79729 | -0.33484 | 0 | 0 | 0 | 0.33484 | 0.33484 | 0 | 0 | 0 | 0 | 0 | 0 | 0 | 0 | 0 | 0 | 0 | 9.8678 | 0
36 | 19.16 | 0.17281 | 0.35 | 0.35 | 0.35 | 0 | 0 | 0 | 0 | 0 | 0 | 0.91722 | 0 | 0 | 0.91722 | 0.91722 | 0.91722 | -0.33484 | 0 | 0 | 0 | 0.33484 | 0.33484 | 0 | 0 | 0 | 4.6055 | 0 | 0 | 0 | 0 | 0 | 0 | 4.6055 | 8.8275 | 0
37 | 19.27 | 0.17584 | 0.35 | 0.35 | 0.35 | 0 | 0 | 0 | 0 | 0 | 0 | 0.89408 | 0 | 0 | 0.89408 | 0.89408 | 0.89408 | -0.33484 | 0 | 0 | 0 | 0.33484 | 0.33484 | 0 | 0 | 0 | 0 | 0 | 0 | 0 | 0 | 0 | 0 | 0 | 6.3156 | 0
38 | 19.01 | 0.19199 | 0.35 | 0.35 | 0.35 | 0 | 0 | 0 | 0 | 0 | 0 | 0.44972 | 0 | 0 | 0.44972 | 0.44972 | 0.44972 | -0.33484 | 0 | 0 | 0 | 0.33484 | 0.33484 | 0 | 0 | 0 | 0 | 0 | 0 | 0 | 0 | 0 | 0 | 0 | 6.198 | 0
39 | 18.96 | 0.20865 | 0.35 | 0.35 | 0.35 | 0 | 0 | 0 | 0 | 0 | 0 | 0.66255 | 0 | 0 | 0.66255 | 0.66255 | 0.66255 | -0.33484 | 0 | 0 | 0 | 0.33484 | 0.33484 | 0 | 0 | 0 | 0 | 0 | 0 | 0 | 0 | 0 | 0 | 0 | 6.1423 | 0
40 | 18.65 | 0.24819 | 0.35 | 0.35 | 0.35 | 0 | 0 | 0 | 0 | 0 | 0 | 0.97156 | 0 | 0 | 0.97156 | 0.97156 | 0.97156 | -0.33484 | 0 | 0 | 0 | 0.33484 | 0.33484 | 0 | 0 | 0 | 0.63965 | 0 | 0 | 0 | 0 | 0 | 0 | 0.63965 | 4.5887 | 0
41 | 18.06 | 0.27372 | 0.35 | 0.35 | 0.35 | 0 | 0 | 0 | 0 | 0 | 0 | 0.40193 | 0 | 0 | 0.40193 | 0.40193 | 0.40193 | -0.33484 | 0 | 0 | 0 | 0.33484 | 0.33484 | 0 | 0 | 0 | 0.57569 | 0 | 0 | 0 | 0 | 0 | 0 | 0.57569 | 3.3272 | 0
42 | 16.93 | 0.30808 | 0.35 | 0.35 | 0.35 | 0 | 0 | 0 | 0 | 0 | 0 | 0.61105 | 0 | 0.76923 | 0.61105 | 0.61105 | 1.3803 | -0.33484 | 0 | 0 | 0 | 0.33484 | 0.33484 | 0 | 0 | 0 | 1.1514 | 0 | 0 | 0 | 0 | 0 | 0 | 1.1514 | 2.1445 | 0
43 | 15.73 | 0.32364 | 0.35 | 0.35 | 0.35 | 0 | 0 | 0 | 0 | 0 | 0 | 0.94767 | 0 | 0.76923 | 0.94767 | 0.94767 | 1.7169 | -0.33484 | 0 | 0 | 0 | 0.33484 | 0.33484 | 0 | 0 | 0 | 1.2793 | 0 | 0 | 0 | 0 | 0 | 0 | 1.2793 | 1.5417 | 0
44 | 14.82 | 0.32657 | 0.35 | 0.35 | 0.35 | 0 | 0 | 0 | 0 | 0 | 0 | 1.4982 | 0 | 0.76923 | 1.4982 | 1.4982 | 2.2674 | -0.33484 | 0 | 0 | 0 | 0.33484 | 0.33484 | 0 | 0 | 0 | 0.51172 | 0 | 0 | 0 | 0 | 0 | 0 | 0.51172 | 1.5417 | 0
45 | 14.17 | 0.33028 | 0.35 | 0.35 | 0.35 | 0 | 0 | 0 | 0 | 0 | 0 | 1.6279 | 0 | 0.76923 | 1.6279 | 1.6279 | 2.3972 | -0.33484 | 0 | 0 | 0 | 0.33484 | 0.33484 | 0 | 0 | 0 | 0 | 0 | 0 | 0 | 0 | 0 | 0 | 0 | 1.5417 | 0
46 | 13.88 | 0.32713 | 0.35 | 0.35 | 0.35 | 0 | 0 | 0 | 0 | 0 | 0 | 1.3041 | 0 | 0.76923 | 1.3041 | 1.3041 | 2.0733 | -0.33484 | 0 | 0 | 0 | 0.33484 | 0.33484 | 0 | 0 | 0 | 0 | 0 | 0 | 0 | 0 | 0 | 0 | 0 | 1.5417 | 0
47 | 13.51 | 0.30799 | 0.35 | 0.35 | 0.35 | 0 | 0 | 0 | 0 | 0 | 0 | 0.75654 | 0 | 0.76923 | 0.75654 | 0.75654 | 1.5258 | -0.33484 | 0 | 0 | 0 | 0.33484 | 0.33484 | 0 | 0 | 0 | 0 | 0 | 0 | 0 | 0 | 0 | 0 | 0 | 1.5417 | 0
48 | 12.98 | 0.29298 | 0.35 | 0.35 | 0.35 | 0 | 0 | 0 | 0 | 0 | 0 | 0.55835 | 0 | 0.76923 | 0.55835 | 0.55835 | 1.3276 | 0 | 0 | 0 | 0 | 0 | 1.5417 | 0 | 0 | 0 | 0 | 0 | 0 | 0 | 0 | 3.6445 | 5.1862 | 5.1862 | 1.5417 | 0
49 | 12.3 | 0.28449 | 0.35 | 0.35 | 0.35 | 0 | 0 | 0 | 0 | 0 | 0 | 0.39393 | 0 | 0.76923 | 0.39393 | 0.39393 | 1.1632 | 0 | 0 | 0 | 0 | 0 | 1.5417 | 0 | 0 | 0 | 0 | 0 | 0 | 0 | 0 | 1.1918 | 2.7335 | 2.7335 | 1.5417 | 0
50 | 11.85 | 0.27909 | 0.35 | 0.35 | 0.35 | 0 | 0 | 0 | 0 | 0 | 0 | 0.34949 | 0 | 0.76923 | 0.34949 | 0.34949 | 1.1187 | 0 | 0 | 0 | 0 | 0 | 1.5417 | 0 | 0 | 0 | 0 | 0 | 0 | 0 | 0 | 1.5243 | 3.0659 | 3.0659 | 1.5417 | 0
51 | 12.12 | 0.28745 | 0.35 | 0.35 | 0.35 | 0 | 0 | 0 | 0 | 0 | 0 | 0.35861 | 0 | 0.76923 | 0.35861 | 0.35861 | 1.1278 | 0 | 0 | 0 | 0 | 0 | 1.5417 | 0 | 0 | 0 | 0 | 0 | 0 | 0 | 0 | 1.3248 | 2.8665 | 2.8665 | 1.5417 | 0
52 | 12.37 | 0.29265 | 0.35 | 0.35 | 0.35 | 0 | 0 | 0 | 0 | 0 | 0 | 0.38995 | 0 | 0.76923 | 0.38995 | 0.38995 | 1.1592 | 0 | 0 | 0 | 0 | 0 | 1.5417 | 0 | 0 | 0 | 0 | 0 | 0 | 0 | 0 | 1.1401 | 2.6818 | 2.6818 | 1.5417 | 0
53 | 12.86 | 0.30614 | 0.35 | 0.35 | 0.35 | 0 | 0 | 0 | 0 | 0 | 0 | 0.48906 | 0 | 0.76923 | 0.48906 | 0.48906 | 1.2583 | 0 | 0 | 0 | 0 | 0 | 1.7528 | 0 | 0 | 0 | 0 | 0 | 0 | 0 | 0 | 0.56694 | 2.3198 | 2.3198 | 1.7528 | 0
54 | 13.27 | 0.29933 | 0.35 | 0.35 | 0.35 | 0 | 0 | 0 | 0 | 0 | 0 | 0.47306 | 0 | 0.76923 | 0.47306 | 0.47306 | 1.2423 | 0 | 0 | 0 | 0 | 0 | 2.5218 | 0 | 0 | 0 | 0 | 0 | 0 | 0 | 0 | 2.4501 | 4.972 | 4.972 | 2.5218 | 0
55 | 13.53 | 0.27808 | 0.35 | 0.35 | 0.35 | 0 | 0 | 0 | 0 | 0 | 0 | 1.054 | 0 | 10.7692 | 1.054 | 1.054 | 11.8232 | 0 | 0 | 0 | 0 | 0 | 2.5218 | 0 | 0 | 0 | 8.7971 | 0 | 0 | 0 | 0 | 2.0322 | 4.7799 | 13.3512 | 2.5218 | 0
56 | 14.88 | 0.25755 | 0.35 | 0.35 | 0.35 | 0 | 0 | 0 | 0 | 0 | 0 | 0.39112 | 0 | 0 | 0.39112 | 0.39112 | 0.39112 | 0 | 0 | 0 | 0 | 0 | 3.1476 | 0 | 0 | 0 | 0.63493 | 0 | 0 | 0 | 0 | 0 | 3.7825 | 3.7825 | 3.1476 | 0
57 | 16.19 | 0.24844 | 0.35 | 0.35 | 0.35 | 0 | 0 | 0 | 0 | 0 | 0 | 0.39417 | 0 | 0 | 0.39417 | 0.39417 | 0.39417 | -1.8023 | 0 | 0 | 0 | 1.8023 | 4.617 | 0 | 0 | 0 | 0 | 0 | 0 | 0 | 0 | 0 | 2.8147 | 2.8147 | 4.617 | 0
58 | 16.71 | 0.24259 | 0.35 | 0.35 | 0.35 | 0 | 0 | 0 | 0 | 0 | 0 | 1.533 | 0 | 0 | 1.533 | 1.533 | 1.533 | -1.2465 | 0 | 0 | 0 | 1.2465 | 3.6771 | 0 | 0 | 0 | 0 | 0 | 0 | 0 | 0 | 0 | 2.4306 | 2.4306 | 3.6771 | 0
59 | 16.34 | 0.2303 | 0.35 | 0.35 | 0.35 | 0 | 0 | 0 | 0 | 0 | 0 | 1.5411 | 0 | 0 | 1.5411 | 1.5411 | 1.5411 | -5.5551 | 0 | 0 | 0 | 5.5551 | 8.259 | 0 | 0 | 0 | 0.51172 | 0 | 0 | 0 | 0 | 0 | 2.7039 | 3.2156 | 8.259 | 0
60 | 16.57 | 0.23401 | 0.35 | 0.35 | 0.35 | 0 | 0 | 0 | 0 | 0 | 0 | 1.1028 | 0 | 0 | 1.1028 | 1.1028 | 1.1028 | -4.7357 | 0 | 0 | 0 | 4.7357 | 7.2697 | 0 | 0 | 0 | 2.1108 | 0 | 0 | 0 | 0 | 0 | 2.534 | 4.6448 | 7.2697 | 0
61 | 17.47 | 0.25491 | 0.35 | 0.35 | 0.35 | 0 | 0 | 0 | 0 | 0 | 0 | 0.72665 | 0 | 0 | 0.72665 | 0.72665 | 0.72665 | -5.477 | 0 | 0 | 0 | 5.477 | 7.3462 | 0 | 0 | 0 | 0 | 0 | 0 | 0 | 0 | 0 | 1.8691 | 1.8691 | 7.3462 | 0
62 | 17.09 | 0.28347 | 0.35 | 0.35 | 0.35 | 0 | 0 | 0 | 0 | 0 | 0 | 0.39492 | 0 | 0 | 0.39492 | 0.39492 | 0.39492 | -0.51145 | 0 | 0 | 0 | 0.51145 | 2.6613 | 0 | 0 | 0 | 0 | 0 | 0 | 0 | 0 | 0 | 2.1498 | 2.1498 | 3.094 | 0
63 | 17.23 | 0.30469 | 0.35 | 0.35 | 0.35 | 0 | 0 | 0 | 0 | 0 | 0 | 0.9496 | 0 | 0 | 0.9496 | 0.9496 | 0.9496 | -0.33484 | 0 | 0 | 0 | 0.33484 | 2.3812 | 0 | 0 | 0 | 0 | 0 | 0 | 0 | 0 | 0 | 2.0464 | 2.0464 | 2.9541 | 0
64 | 16.93 | 0.34402 | 0.35 | 0.35 | 0.35 | 0 | 0 | 0 | 0 | 0 | 0 | 0.77894 | 0 | 0 | 0.77894 | 0.77894 | 0.77894 | -0.33484 | 0 | 0 | 0 | 0.33484 | 2.6029 | 0 | 0 | 0 | 0 | 0 | 0 | 0 | 0 | 0 | 2.268 | 2.268 | 2.6324 | 0
65 | 15.99 | 0.39279 | 0.35 | 0.35 | 0.35 | 0 | 0 | 0 | 0 | 0 | 0 | 0.57281 | 0 | 0 | 0.57281 | 0.57281 | 0.57281 | 0 | 0 | 0 | 0 | 0 | 2.2827 | 0 | 0 | 0 | 1.0234 | 0 | 0 | 0 | 0 | 0.67979 | 2.9625 | 3.9859 | 2.2827 | 0
66 | 14.87 | 0.42124 | 0.35 | 0.35 | 0.35 | 0 | 0 | 0 | 0 | 0 | 0 | 1.0011 | 0 | 0.76923 | 1.0011 | 1.0011 | 1.7704 | 0 | 0 | 0 | 0 | 0 | 1.6816 | 0 | 0 | 0 | 0.70362 | 0 | 0 | 0 | 0 | 2.1083 | 3.7899 | 4.4935 | 1.6816 | 0
67 | 14.63 | 0.42738 | 0.35 | 0.35 | 0.35 | 0 | 0 | 0 | 0 | 0 | 0 | 1.8784 | 0 | 0.76923 | 1.8784 | 1.8784 | 2.6476 | 0 | 0 | 0 | 0 | 0 | 1.5417 | 0 | 0 | 0 | 3.1343 | 0 | 0 | 0 | 0 | 2.4256 | 3.9672 | 7.1015 | 1.5417 | 0
68 | 13.92 | 0.43017 | 0.35 | 0.35 | 0.35 | 0 | 0 | 0 | 0 | 0 | 0 | 1.5275 | 0 | 0.76923 | 1.5275 | 1.5275 | 2.2967 | 0 | 0 | 0 | 0 | 0 | 1.5417 | 0 | 0 | 0 | 0 | 0 | 0 | 0 | 0 | 2.9501 | 4.4918 | 4.4918 | 1.5417 | 0
69 | 13.33 | 0.42083 | 0.35 | 0.35 | 0.35 | 0 | 0 | 0 | 0 | 0 | 0 | 1.4008 | 0 | 0.76923 | 1.4008 | 1.4008 | 2.17 | 0 | 0 | 0 | 0 | 0 | 1.5417 | 0 | 0 | 0 | 1.2153 | 0 | 0 | 0 | 0 | 3.386 | 4.9276 | 6.143 | 1.5417 | 0
70 | 13.01 | 0.42656 | 0.35 | 0.35 | 0.35 | 0 | 0 | 0 | 0 | 0 | 0 | 1.1136 | 0 | 0.76923 | 1.1136 | 1.1136 | 1.8828 | 0 | 0 | 0 | 0 | 0 | 1.5417 | 0 | 0 | 0 | 1.2238 | 0 | 0 | 0 | 0 | 2.3986 | 5.164 | 5.164 | 1.5417 | 0
71 | 12.63 | 0.42792 | 0.35 | 0.35 | 0.35 | 0 | 0 | 0 | 0 | 0 | 0 | 0.79485 | 0 | 0.76923 | 0.79485 | 0.79485 | 1.5641 | 0 | 0 | 0 | 0 | 0 | 1.5417 | 0 | 0 | 0 | 3.9031 | 0 | 0 | 0 | 0 | 0 | 5.4448 | 5.4448 | 1.5417 | 0
72 | 12.44 | 0.42282 | 0.35 | 0.35 | 0.35 | 0 | 0 | 0 | 0 | 0 | 0 | 0.50327 | 0 | 0.76923 | 0.50327 | 0.50327 | 1.2725 | -1.5417 | 0 | 0 | 0 | 1.5417 | 1.5417 | 0 | 0 | 0 | 0.44776 | 0 | 0 | 0 | 0 | 0 | 0 | 0.44776 | 1.5417 | 0
73 | 12.14 | 0.42091 | 0.35 | 0.35 | 0.35 | 0 | 0 | 0 | 0 | 0 | 0 | 0.4288 | 0 | 0.76923 | 0.4288 | 0.4288 | 1.198 | -1.5417 | 0 | 0 | 0 | 1.5417 | 1.5417 | 0 | 0 | 0 | 0 | 0 | 0 | 0 | 0 | 0 | 0 | 0 | 1.5417 | 0
74 | 11.86 | 0.4303 | 0.35 | 0.35 | 0.35 | 0 | 0 | 0 | 0 | 0 | 0 | 0.42164 | 0 | 0.76923 | 0.42164 | 0.42164 | 1.1909 | -1.5417 | 0 | 0 | 0 | 1.5417 | 1.5417 | 0 | 0 | 0 | 0 | 0 | 0 | 0 | 0 | 0 | 0 | 0 | 1.5417 | 0
75 | 11.64 | 0.43224 | 0.35 | 0.35 | 0.35 | 0 | 0 | 0 | 0 | 0 | 0 | 0.45267 | 0 | 0.76923 | 0.45267 | 0.45267 | 1.2219 | -1.5417 | 0 | 0 | 0 | 1.5417 | 1.5417 | 0 | 0 | 0 | 0 | 0 | 0 | 0 | 0 | 0 | 0 | 0 | 1.5417 | 0
76 | 11.22 | 0.42829 | 0.35 | 0.35 | 0.35 | 0 | 0 | 0 | 0 | 0 | 0 | 0.43415 | 0 | 0.76923 | 0.43415 | 0.43415 | 1.2034 | -1.5417 | 0 | 0 | 0 | 1.5417 | 1.5417 | 0 | 0 | 0 | 0 | 0 | 0 | 0 | 0 | 0 | 0 | 0 | 1.5417 | 0
77 | 11.01 | 0.40647 | 0.35 | 0.35 | 0.35 | 0 | 0 | 0 | 0 | 0 | 0 | 0.69821 | 0 | 0.76923 | 0.69821 | 0.69821 | 1.4674 | -2.8628 | 0 | 0 | 0 | 2.8628 | 2.8628 | 0 | 0 | 0 | 0 | 0 | 0 | 0 | 0 | 0 | 0 | 0 | 2.8628 | 0
78 | 13.1 | 0.35674 | 0.35 | 0.35 | 0.35 | 0 | 0 | 0 | 0 | 0 | 0 | 0.46368 | 0 | 0.76923 | 0.46368 | 0.46368 | 1.2329 | -8.5393 | 0 | 0 | 0 | 8.5393 | 8.5393 | 0 | 0 | 0 | 0 | 0 | 0 | 0 | 0 | 0 | 0 | 0 | 9.5518 | 0
79 | 14.29 | 0.31282 | 0.35 | 0.35 | 0.35 | 0 | 0 | 0 | 0 | 0 | 0 | 0.64999 | 0 | 10.7692 | 0.64999 | 0.64999 | 11.4192 | -0.33484 | 0 | 0 | 0 | 0.33484 | 0.33484 | 0 | 0 | 0 | 10.2344 | 0 | 0 | 0 | 0 | 0 | 0 | 10.2344 | 12.2777 | 0
80 | 15.32 | 0.26133 | 0.35 | 0.35 | 0.35 | 0 | 0 | 0 | 0 | 0 | 0 | 1.0578 | 0 | 0 | 1.0578 | 1.0578 | 1.0578 | -0.33484 | 0 | 0 | 0 | 0.33484 | 0.33484 | 0 | 0 | 0 | 0.38379 | 0 | 0 | 0 | 0 | 0 | 0 | 0.38379 | 12.3434 | 0
81 | 16.87 | 0.2229 | 0.35 | 0.35 | 0.35 | 0 | 0 | 0 | 0 | 0 | 0 | 0.75775 | 0 | 0 | 0.75775 | 0.75775 | 0.75775 | -0.33484 | 0 | 0 | 0 | 0.33484 | 0.33484 | 0 | 0 | 0 | 0.44776 | 0 | 0 | 0 | 0 | 0 | 0 | 0.44776 | 11.985 | 0
82 | 18.03 | 0.20137 | 0.35 | 0.35 | 0.35 | 0 | 0 | 0 | 0 | 0 | 0 | 0.73519 | 0 | 0 | 0.73519 | 0.73519 | 0.73519 | -0.33484 | 0 | 0 | 0 | 0.33484 | 0.33484 | 0 | 0 | 0 | 0.44776 | 0 | 0 | 0 | 0 | 0 | 0 | 0.44776 | 11.1786 | 0
83 | 19.05 | 0.19549 | 0.35 | 0.35 | 0.35 | 0 | 0 | 0 | 0 | 0 | 0 | 0.90955 | 0 | 0 | 0.90955 | 0.90955 | 0.90955 | -0.33484 | 0 | 0 | 0 | 0.33484 | 0.33484 | 0 | 0 | 0 | 0.63965 | 0 | 0 | 0 | 0 | 0 | 0 | 0.63965 | 9.8969 | 0
84 | 19.66 | 0.20166 | 0.35 | 0.35 | 0.35 | 0 | 0 | 0 | 0 | 0 | 0 | 0.37857 | 0 | 0 | 0.37857 | 0.37857 | 0.37857 | 0 | 0 | 0 | 0 | 0 | -14.7288 | 0 | 0 | 0 | 2.9424 | 0 | 0 | 0 | 0 | 14.7288 | 0 | 2.9424 | 8.1023 | 0
85 | 19.94 | 0.21808 | 0.35 | 0.35 | 0.35 | 0 | 0 | 0 | 0 | 0 | 0 | 0.51733 | 0 | 0 | 0.51733 | 0.51733 | 0.51733 | 0 | 0 | 0 | 0 | 0 | 0 | 0 | 0 | 0 | 0 | 0 | 0 | 0 | 0 | 0 | 0 | 0 | 6.7106 | 0
86 | 20.61 | 0.25576 | 0.35 | 0.35 | 0.35 | 0 | 0 | 0 | 0 | 0 | 0 | 0.63634 | 0 | 0 | 0.63634 | 0.63634 | 0.63634 | 0 | 0 | 0 | 0 | 0 | 0 | 0 | 0 | 0 | 0 | 0 | 0 | 0 | 0 | 0 | 0 | 0 | 7.6774 | 0
87 | 20.92 | 0.30224 | 0.35 | 0.35 | 0.35 | 0 | 0 | 0 | 0 | 0 | 0 | 0.48865 | 0 | 0 | 0.48865 | 0.48865 | 0.48865 | 0 | 0 | 0 | 0 | 0 | 0 | 0 | 0 | 0 | 0 | 0 | 0 | 0 | 0 | 0 | 0 | 0 | 6.901 | 0
88 | 20.77 | 0.38212 | 0.35 | 0.35 | 0.35 | 0 | 0 | 0 | 0 | 0 | 0 | 0.4594 | 0 | 0 | 0.4594 | 0.4594 | 0.4594 | 0 | 0 | 0 | 0 | 0 | 0 | 0 | 0 | 0 | 0 | 0 | 0 | 0 | 0 | 0 | 0 | 0 | 5.8608 | 0
89 | 20.39 | 0.45188 | 0.35 | 0.35 | 0.35 | 0 | 0 | 0 | 0 | 0 | 0 | 0.45094 | 0 | 0 | 0.45094 | 0.45094 | 0.45094 | 0 | 0 | 0 | 0 | 0 | 0 | 0 | 0 | 0 | 0 | 0 | 0 | 0 | 0 | 0 | 0 | 0 | 4.2283 | 0
90 | 19.14 | 0.48044 | 0.35 | 0.35 | 0.35 | 0 | 0 | 0 | 0 | 0 | 0 | 1.8669 | 0 | 0 | 1.8669 | 1.8669 | 1.8669 | 0 | 0 | 0 | 0 | 0 | 0 | 0 | 0 | 0 | 0.57569 | 0 | 0 | 0 | 0 | 0 | 0 | 0.57569 | 1.9658 | 0
91 | 17.79 | 0.4965 | 0.35 | 0.35 | 0.35 | 0 | 0 | 0 | 0 | 0 | 0 | 0.96143 | 0 | 0 | 0.96143 | 0.96143 | 0.96143 | 0 | 0 | 0 | 0 | 0 | 0 | 0 | 0 | 0 | 0 | 0 | 0 | 0 | 0 | 0 | 0 | 0 | 1.5417 | 0
92 | 16.15 | 0.49622 | 0.35 | 0.35 | 0.35 | 0 | 0 | 0 | 0 | 0 | 0 | 0.78657 | 0 | 0 | 0.78657 | 0.78657 | 0.78657 | 0 | 0 | 0 | 0 | 0 | 0 | 0 | 0 | 0 | 0.51172 | 0 | 0 | 0 | 0 | 0 | 0 | 0.51172 | 1.5417 | 0
93 | 14.68 | 0.50133 | 0.35 | 0.35 | 0.35 | 0 | 0 | 0 | 0 | 0 | 0 | 1.463 | 0 | 0 | 1.463 | 1.463 | 1.463 | 0 | 0 | 0 | 0 | 0 | 0 | 0 | 0 | 0 | 0.57569 | 0 | 0 | 0 | 0 | 0 | 0 | 0.57569 | 1.5417 | 0
94 | 13.72 | 0.48022 | 0.35 | 0.35 | 0.35 | 0 | 0 | 0 | 0 | 0 | 0 | 1.2059 | 0 | 0 | 1.2059 | 1.2059 | 1.2059 | 0 | 0 | 0 | 0 | 0 | 0 | 0 | 0 | 0 | 0 | 0 | 0 | 0 | 0 | 0 | 0 | 0 | 1.5417 | 0
95 | 12.92 | 0.47187 | 0.35 | 0.35 | 0.35 | 0 | 0 | 0 | 0 | 0 | 0 | 0.62622 | 0 | 0 | 0.62622 | 0.62622 | 0.62622 | 0 | 0 | 0 | 0 | 0 | 0 | 0 | 0 | 0 | 0 | 0 | 0 | 0 | 0 | 0 | 0 | 0 | 1.5417 | 0
96 | 12.32 | 0.47722 | 0.35 | 0.35 | 0.35 | 0 | 0 | 0 | 0 | 0 | 0 | 0.35835 | 0 | 0 | 0.35835 | 0.35835 | 0.35835 | 0 | 0 | 0 | 0 | 0 | 0 | 0 | 0 | 0 | 0 | 0 | 0 | 0 | 0 | 0 | 0 | 0 | 1.5417 | 0
97 | 12.08 | 0.4742 | 0.35 | 0.35 | 0.35 | 0 | 0 | 0 | 0 | 0 | 0 | 0.31103 | 0 | 0 | 0.31103 | 0.31103 | 0.31103 | 0 | 0 | 0 | 0 | 0 | 0 | 0 | 0 | 0 | 0.51172 | 0 | 0 | 0 | 0 | 0 | 0 | 0.51172 | 1.5417 | 0
98 | 11.93 | 0.47039 | 0.35 | 0.35 | 0.35 | 0 | 0 | 0 | 0 | 0 | 0 | 0.40785 | 0 | 0 | 0.40785 | 0.40785 | 0.40785 | 0 | 0 | 0 | 0 | 0 | 0 | 0 | 0 | 0 | 0 | 0 | 0 | 0 | 0 | 0 | 0 | 0 | 1.5417 | 0
99 | 11.68 | 0.46139 | 0.35 | 0.35 | 0.35 | 0 | 0 | 0 | 0 | 0 | 0 | 0.4299 | 0 | 0 | 0.4299 | 0.4299 | 0.4299 | 0 | 0 | 0 | 0 | 0 | 0 | 0 | 0 | 0 | 0 | 0 | 0 | 0 | 0 | 0 | 0 | 0 | 1.5417 | 0
100 | 11.39 | 0.44498 | 0.35 | 0.35 | 0.35 | 0 | 0 | 0 | 0 | 0 | 0 | 0.46393 | 0 | 0 | 0.46393 | 0.46393 | 0.46393 | 0 | 0 | 0 | 0 | 0 | 0 | 0 | 0 | 0 | 0 | 0 | 0 | 0 | 0 | 0 | 0 | 0 | 1.5417 | 0
101 | 11.69 | 0.40779 | 0.35 | 0.35 | 0.35 | 0 | 0 | 0 | 0 | 0 | 0 | 0.45139 | 0 | 0 | 0.45139 | 0.45139 | 0.45139 | 0 | 0 | 0 | 0 | 0 | 0 | 0 | 0 | 0 | 0 | 0 | 0 | 0 | 0 | 0 | 0 | 0 | 7.986 | 0
102 | 14.5 | 0.36257 | 0.35 | 0.35 | 0.35 | 0 | 0 | 0 | 0 | 0 | 0 | 0.93606 | 0 | 0 | 0.93606 | 0.93606 | 0.93606 | 0 | 0 | 0 | 0 | 0 | 0 | 0 | 0 | 0 | 0 | 0 | 0 | 0 | 0 | 0 | 0 | 0 | 10.8836 | 0
103 | 17.56 | 0.32684 | 0.35 | 0.35 | 0.35 | 0 | 0 | 0 | 0 | 0 | 0 | 0.39374 | 0 | 10 | 0.39374 | 0.39374 | 10.3937 | 0 | 0 | 0 | 0 | 0 | 0 | 0 | 0 | 0 | 3.9658 | 0 | 0 | 0 | 0 | 0 | 0 | 3.9658 | 12.3991 | 0
104 | 20.25 | 0.26091 | 0.35 | 0.35 | 0.35 | 0 | 0 | 0 | 0 | 0 | 0 | 0.41978 | 0 | 0 | 0.41978 | 0.41978 | 0.41978 | 0 | 0 | 0 | 0 | 0 | 0 | 0 | 0 | 0 | 6.3965 | 0 | 0 | 0 | 0 | 0 | 0 | 6.3965 | 12.7292 | 0
105 | 22 | 0.22885 | 0.35 | 0.35 | 0.35 | 0 | 0 | 0 | 0 | 0 | 0 | 0.37022 | 0 | 0 | 0.37022 | 0.37022 | 0.37022 | 0 | 0 | 0 | 0 | 0 | 0 | 0 | 0 | 0 | 0 | 0 | 0 | 0 | 0 | 0 | 0 | 0 | 14.1105 | 0
106 | 23.26 | 0.21006 | 0.35 | 0.35 | 0.35 | 0 | 0 | 0 | 0 | 0 | 0 | 0.39915 | 0 | 0 | 0.39915 | 0.39915 | 0.39915 | 0 | 0 | 0 | 0 | 0 | 0 | 0 | 0 | 0 | 0 | 0 | 0 | 0 | 0 | 0 | 0 | 0 | 14.838 | 0
107 | 24.24 | 0.2003 | 0.35 | 0.35 | 0.35 | 0 | 0 | 0 | 0 | 0 | 0 | 0.54639 | 0 | 0 | 0.54639 | 0.54639 | 0.54639 | 0 | 0 | 0 | 0 | 0 | 0 | 0 | 0 | 0 | 0 | 0 | 0 | 0 | 0 | 0 | 0 | 0 | 14.6028 | 0
108 | 25.07 | 0.20228 | 0.35 | 0.35 | 0.35 | 0 | 0 | 0 | 0 | 0 | 0 | 0.52982 | 0 | 0 | 0.52982 | 0.52982 | 0.52982 | 0 | 0 | 0 | 0 | 0 | 0 | 0 | 0 | 0 | 0.70362 | 0 | 0 | 0 | 0 | 0 | 0 | 0.70362 | 13.8144 | 0
109 | 25.59 | 0.20855 | 0.35 | 0.35 | 0.35 | 0 | 0 | 0 | 0 | 0 | 0 | 0.50005 | 0 | 0 | 0.50005 | 0.50005 | 0.50005 | 0 | 0 | 0 | 0 | 0 | 0 | 0 | 0 | 0 | 0 | 0 | 0 | 0 | 0 | 0 | 0 | 0 | 12.6607 | 0
110 | 25.91 | 0.23798 | 0.35 | 0.35 | 0.35 | 0 | 0 | 0 | 0 | 0 | 0 | 0.41274 | 0 | 0 | 0.41274 | 0.41274 | 0.41274 | 0 | 0 | 0 | 0 | 0 | 0 | 0 | 0 | 0 | 0 | 0 | 0 | 0 | 0 | 0 | 0 | 0 | 12.8538 | 0
111 | 25.91 | 0.29502 | 0.35 | 0.35 | 0.35 | 0 | 0 | 0 | 0 | 0 | 0 | 0.36061 | 0 | 0 | 0.36061 | 0.36061 | 0.36061 | 0 | 0 | 0 | 0 | 0 | 0 | 0 | 0 | 0 | 1.4712 | 0 | 0 | 0 | 0 | 0 | 0 | 1.4712 | 12.427 | 0
112 | 25.6 | 0.3752 | 0.35 | 0.35 | 0.35 | 0 | 0 | 0 | 0 | 0 | 0 | 0.36879 | 0 | 0 | 0.36879 | 0.36879 | 0.36879 | 0 | 0 | 0 | 0 | 0 | 0 | 0 | 0 | 0 | 1.0874 | 0 | 0 | 0 | 0 | 0 | 0 | 1.0874 | 11.3342 | 0
113 | 24.75 | 0.4322 | 0.35 | 0.35 | 0.35 | 0 | 0 | 0 | 0 | 0 | 0 | 0.4076 | 0 | 0 | 0.4076 | 0.4076 | 0.4076 | 0 | 0 | 0 | 0 | 0 | 0 | 0 | 0 | 0 | 0 | 0 | 0 | 0 | 0 | 0 | 0 | 0 | 9.1764 | 0
114 | 23.05 | 0.45751 | 0.35 | 0.35 | 0.35 | 0 | 0 | 0 | 0 | 0 | 0 | 1.1897 | 0 | 0 | 1.1897 | 1.1897 | 1.1897 | 0 | 0 | 0 | 0 | 0 | 0 | 0 | 0 | 0 | 0 | 0 | 0 | 0 | 0 | 0 | 0 | 0 | 5.2835 | 0
115 | 21.48 | 0.46415 | 0.35 | 0.35 | 0.35 | 0 | 0 | 0 | 0 | 0 | 0 | 1.0304 | 0 | 0 | 1.0304 | 1.0304 | 1.0304 | 0 | 0 | 0 | 0 | 0 | 0 | 0 | 0 | 0 | 0 | 0 | 0 | 0 | 0 | 0 | 0 | 0 | 3.223 | 0
116 | 19.82 | 0.46984 | 0.35 | 0.35 | 0.35 | 0 | 0 | 0 | 0 | 0 | 0 | 3.2589 | 0 | 0 | 3.2589 | 3.2589 | 3.2589 | 0 | 0 | 0 | 0 | 0 | 0 | 0 | 0 | 0 | 0.83154 | 0 | 0 | 0 | 0 | 0 | 0 | 0.83154 | 1.5417 | 0
117 | 18.4 | 0.46037 | 0.35 | 0.35 | 0.35 | 0 | 0 | 0 | 0 | 0 | 0 | 1.1668 | 0 | 0 | 1.1668 | 1.1668 | 1.1668 | 0 | 0 | 0 | 0 | 0 | 0 | 0 | 0 | 0 | 0.76758 | 0 | 0 | 0 | 0 | 0 | 0 | 0.76758 | 1.5417 | 0
118 | 17.09 | 0.42724 | 0.35 | 0.35 | 0.35 | 0 | 0 | 0 | 0 | 0 | 0 | 0.78686 | 0 | 0 | 0.78686 | 0.78686 | 0.78686 | 0 | 0 | 0 | 0 | 0 | 0 | 0 | 0 | 0 | 1.2153 | 0 | 0 | 0 | 0 | 0 | 0 | 1.2153 | 1.5417 | 0
119 | 16.03 | 0.3937 | 0.35 | 0.35 | 0.35 | 0 | 0 | 0 | 0 | 0 | 0 | 0.68785 | 0 | 0 | 0.68785 | 0.68785 | 0.68785 | 0 | 0 | 0 | 0 | 0 | 0 | 0 | 0 | 0 | 0 | 0 | 0 | 0 | 0 | 0 | 0 | 0 | 1.5417 | 0
120 | 15.21 | 0.37529 | 0.35 | 0.35 | 0.35 | 0 | 0 | 0 | 0 | 0 | 0 | 0.64289 | 0 | 0 | 0.64289 | 0.64289 | 0.64289 | 0 | 0 | 0 | 0 | 0 | 0 | 0 | 0 | 0 | 0 | 0 | 0 | 0 | 0 | 0 | 0 | 0 | 1.5417 | 0
121 | 14.57 | 0.36605 | 0.35 | 0.35 | 0.35 | 0 | 0 | 0 | 0 | 0 | 0 | 0.70851 | 0 | 0 | 0.70851 | 0.70851 | 0.70851 | 0 | 0 | 0 | 0 | 0 | 0 | 0 | 0 | 0 | 0 | 0 | 0 | 0 | 0 | 0 | 0 | 0 | 1.5417 | 0
122 | 14.16 | 0.3592 | 0.35 | 0.35 | 0.35 | 0 | 0 | 0 | 0 | 0 | 0 | 0.69312 | 0 | 0 | 0.69312 | 0.69312 | 0.69312 | 0 | 0 | 0 | 0 | 0 | 0 | 0 | 0 | 0 | 0 | 0 | 0 | 0 | 0 | 0 | 0 | 0 | 1.5417 | 0
123 | 13.93 | 0.37114 | 0.35 | 0.35 | 0.35 | 0 | 0 | 0 | 0 | 0 | 0 | 0.68475 | 0 | 0 | 0.68475 | 0.68475 | 0.68475 | 0 | 0 | 0 | 0 | 0 | 0 | 0 | 0 | 0 | 0 | 0 | 0 | 0 | 0 | 0 | 0 | 0 | 1.5417 | 0
124 | 13.8 | 0.36308 | 0.35 | 0.35 | 0.35 | 0 | 0 | 0 | 0 | 0 | 0 | 0.61166 | 0 | 0 | 0.61166 | 0.61166 | 0.61166 | 0 | 0 | 0 | 0 | 0 | 0 | 0 | 0 | 0 | 0 | 0 | 0 | 0 | 0 | 0 | 0 | 0 | 1.5417 | 0
125 | 14.32 | 0.34517 | 0.35 | 0.35 | 0.35 | 0 | 0 | 0 | 0 | 0 | 0 | 0.71145 | 0 | 0 | 0.71145 | 0.71145 | 0.71145 | 0 | 0 | 0 | 0 | 0 | 0 | 0 | 0 | 0 | 0 | 0 | 0 | 0 | 0 | 0 | 0 | 0 | 7.3116 | 0
126 | 16.55 | 0.33358 | 0.35 | 0.35 | 0.35 | 0 | 0 | 0 | 0 | 0 | 0 | 0.82039 | 0 | 0 | 0.82039 | 0.82039 | 0.82039 | 0 | 0 | 0 | 0 | 0 | 0 | 0 | 0 | 0 | 0 | 0 | 0 | 0 | 0 | 0 | 0 | 0 | 10.247 | 0
127 | 19.6 | 0.30228 | 0.35 | 0.35 | 0.35 | 0 | 0 | 0 | 0 | 0 | 0 | 0.39491 | 0 | 10 | 0.39491 | 0.39491 | 10.3949 | 0 | 0 | 0 | 0 | 0 | 0 | 0 | 0 | 0 | 3.582 | 0 | 0 | 0 | 0 | 0 | 0 | 3.582 | 11.5012 | 0
128 | 22.53 | 0.26736 | 0.35 | 0.35 | 0.35 | 0 | 0 | 0 | 0 | 0 | 0 | 0.39986 | 0 | 0 | 0.39986 | 0.39986 | 0.39986 | 0 | 0 | 0 | 0 | 0 | 0 | 0 | 0 | 0 | 6.3965 | 0 | 0 | 0 | 0 | 0 | 0 | 6.3965 | 12.8271 | 0
129 | 24.82 | 0.25099 | 0.35 | 0.35 | 0.35 | 0 | 0 | 0 | 0 | 0 | 0 | 0.3474 | 0 | 0 | 0.3474 | 0.3474 | 0.3474 | 0 | 0 | 0 | 0 | 0 | 0 | 0 | 0 | 0 | 0 | 0 | 0 | 0 | 0 | 0 | 0 | 0 | 13.322 | 0
130 | 26.61 | 0.228 | 0.35 | 0.35 | 0.35 | 0 | 0 | 0 | 0 | 0 | 0 | 0.33179 | 0 | 0 | 0.33179 | 0.33179 | 0.33179 | 0 | 0 | 0 | 0 | 0 | 0 | 0 | 0 | 0 | 0 | 0 | 0 | 0 | 0 | 0 | 0 | 0 | 17.8637 | 0
131 | 27.66 | 0.21691 | 0.35 | 0.35 | 0.35 | 0 | 0 | 0 | 0 | 0 | 0 | 0.32907 | 0 | 0 | 0.32907 | 0.32907 | 0.32907 | 0 | 0 | 0 | 0 | 0 | 0 | 0 | 0 | 0 | 0.57569 | 0 | 0 | 0 | 0 | 0 | 0 | 0.57569 | 18.3602 | 0
132 | 28.08 | 0.21403 | 0.35 | 0.35 | 0.35 | 0 | 0 | 0 | 0 | 0 | 0 | 0.61642 | 0 | 0 | 0.61642 | 0.61642 | 0.61642 | 0 | 0 | 0 | 0 | 0 | 0 | 0 | 0 | 0 | 0.76758 | 0 | 0 | 0 | 0 | 0 | 0 | 0.76758 | 17.504 | 0
133 | 28.27 | 0.21576 | 0.35 | 0.35 | 0.35 | 0 | 0 | 0 | 0 | 0 | 0 | 1.9458 | 0 | 0 | 1.9458 | 1.9458 | 1.9458 | 0 | 0 | 0 | 0 | 0 | 0 | 0 | 0 | 0 | 0.51172 | 0 | 0 | 0 | 0 | 0 | 0 | 0.51172 | 16.4626 | 0
134 | 28.35 | 0.2209 | 0.35 | 0.35 | 0.35 | 0 | 0 | 0 | 0 | 0 | 0 | 0.41897 | 0 | 0 | 0.41897 | 0.41897 | 0.41897 | 0 | 0 | 0 | 0 | 0 | 0 | 0 | 0 | 0 | 0 | 0 | 0 | 0 | 0 | 0 | 0 | 0 | 15.0568 | 0
135 | 27.82 | 0.24414 | 0.35 | 0.35 | 0.35 | 0 | 0 | 0 | 0 | 0 | 0 | 0.56525 | 0 | 0 | 0.56525 | 0.56525 | 0.56525 | 0 | 0 | 0 | 0 | 0 | 0 | 0 | 0 | 0 | 1.4712 | 0 | 0 | 0 | 0 | 0 | 0 | 1.4712 | 11.88 | 0
136 | 26.97 | 0.29142 | 0.35 | 0.35 | 0.35 | 0 | 0 | 0 | 0 | 0 | 0 | 0.96529 | 0 | 0 | 0.96529 | 0.96529 | 0.96529 | 0 | 0 | 0 | 0 | 0 | 0 | 0 | 0 | 0 | 2.0469 | 0 | 0 | 0 | 0 | 0 | 0 | 2.0469 | 12.8456 | 0
137 | 25.78 | 0.32139 | 0.35 | 0.35 | 0.35 | 0 | 0 | 0 | 0 | 0 | 0 | 0.51855 | 0 | 0 | 0.51855 | 0.51855 | 0.51855 | 0 | 0 | 0 | 0 | 0 | 0 | 0 | 0 | 0 | 0 | 0 | 0 | 0 | 0 | 0 | 0 | 0 | 10.2944 | 0
138 | 24.39 | 0.35005 | 0.35 | 0.35 | 0.35 | 0 | 0 | 0 | 0 | 0 | 0 | 0.5603 | 0 | 10 | 0.5603 | 0.5603 | 10.5603 | 0 | 0 | 0 | 0 | 0 | 0 | 0 | 0 | 0 | 0.57569 | 0 | 0 | 0 | 0 | 0 | 0 | 0.57569 | 6.9005 | 0
139 | 22.68 | 0.36928 | 0.35 | 0.35 | 0.35 | 0 | 0 | 0 | 0 | 0 | 0 | 0.80445 | 0 | 0 | 0.80445 | 0.80445 | 0.80445 | 0 | 0 | 0 | 0 | 0 | 0 | 0 | 0 | 0 | 0 | 0 | 0 | 0 | 0 | 0 | 0 | 0 | 4.5863 | 0
140 | 21.39 | 0.37574 | 0.35 | 0.35 | 0.35 | 0 | 0 | 0 | 0 | 0 | 0 | 3.4377 | 0 | 0 | 3.4377 | 3.4377 | 3.4377 | 0 | 0 | 0 | 0 | 0 | 0 | 0 | 0 | 0 | 1.4072 | 0 | 0 | 0 | 0 | 0 | 0 | 1.4072 | 3.1208 | 0
141 | 20.11 | 0.3627 | 0.35 | 0.35 | 0.35 | 0 | 0 | 0 | 0 | 0 | 0 | 1.8463 | 0 | 0 | 1.8463 | 1.8463 | 1.8463 | 0 | 0 | 0 | 0 | 0 | 0 | 0 | 0 | 0 | 0.51172 | 0 | 0 | 0 | 0 | 0 | 0 | 0.51172 | 1.6666 | 0
142 | 19.08 | 0.34151 | 0.35 | 0.35 | 0.35 | 0 | 0 | 0 | 0 | 0 | 0 | 2.085 | 0 | 0 | 2.085 | 2.085 | 2.085 | 0 | 0 | 0 | 0 | 0 | 0 | 0 | 0 | 0 | 0 | 0 | 0 | 0 | 0 | 0 | 0 | 0 | 1.5417 | 0
143 | 18.45 | 0.32622 | 0.35 | 0.35 | 0.35 | 0 | 0 | 0 | 0 | 0 | 0 | 0.84158 | 0 | 0 | 0.84158 | 0.84158 | 0.84158 | 0 | 0 | 0 | 0 | 0 | 0 | 0 | 0 | 0 | 0 | 0 | 0 | 0 | 0 | 0 | 0 | 0 | 1.5417 | 0
144 | 18.1 | 0.32124 | 0.35 | 0.35 | 0.35 | 0 | 0 | 0 | 0 | 0 | 0 | 0.5966 | 0 | 0 | 0.5966 | 0.5966 | 0.5966 | 0 | 0 | 0 | 0 | 0 | 0 | 0 | 0 | 0 | 0 | 0 | 0 | 0 | 0 | 0 | 0 | 0 | 1.5417 | 0
145 | 17.93 | 0.32176 | 0.35 | 0.35 | 0.35 | 0 | 0 | 0 | 0 | 0 | 0 | 0.40589 | 0 | 0 | 0.40589 | 0.40589 | 0.40589 | 0 | 0 | 0 | 0 | 0 | 0 | 0 | 0 | 0 | 0 | 0 | 0 | 0 | 0 | 0 | 0 | 0 | 1.5417 | 0
146 | 17.73 | 0.32795 | 0.35 | 0.35 | 0.35 | 0 | 0 | 0 | 0 | 0 | 0 | 0.40164 | 0 | 0 | 0.40164 | 0.40164 | 0.40164 | 0 | 0 | 0 | 0 | 0 | 0 | 0 | 0 | 0 | 0 | 0 | 0 | 0 | 0 | 0 | 0 | 0 | 1.5417 | 0
147 | 17.43 | 0.32852 | 0.35 | 0.35 | 0.35 | 0 | 0 | 0 | 0 | 0 | 0 | 0.43716 | 0 | 0 | 0.43716 | 0.43716 | 0.43716 | 0 | 0 | 0 | 0 | 0 | 0 | 0 | 0 | 0 | 0 | 0 | 0 | 0 | 0 | 0 | 0 | 0 | 1.5417 | 0
148 | 16.79 | 0.32089 | 0.35 | 0.35 | 0.35 | 0 | 0 | 0 | 0 | 0 | 0 | 0.61013 | 0 | 0 | 0.61013 | 0.61013 | 0.61013 | 0 | 0 | 0 | 0 | 0 | 0 | 0 | 0 | 0 | 0 | 0 | 0 | 0 | 0 | 0 | 0 | 0 | 1.5417 | 0
149 | 17.32 | 0.30072 | 0.35 | 0.35 | 0.35 | 0 | 0 | 0 | 0 | 0 | 0 | 0.61819 | 0 | 0 | 0.61819 | 0.61819 | 0.61819 | 0 | 0 | 0 | 0 | 0 | 0 | 0 | 0 | 0 | 0 | 0 | 0 | 0 | 0 | 0 | 0 | 0 | 5.8686 | 0
150 | 18.98 | 0.27198 | 0.35 | 0.35 | 0.35 | 0 | 0 | 0 | 0 | 0 | 0 | 0.39309 | 0 | 0 | 0.39309 | 0.39309 | 0.39309 | 0 | 0 | 0 | 0 | 0 | 0 | 0 | 0 | 0 | 0 | 0 | 0 | 0 | 0 | 0 | 0 | 0 | 9.7509 | 0
151 | 21.55 | 0.23682 | 0.35 | 0.35 | 0.35 | 0 | 0 | 0 | 0 | 0 | 0 | 1.2163 | 0 | 0 | 1.2163 | 1.2163 | 1.2163 | 0 | 0 | 0 | 0 | 0 | 0 | 0 | 0 | 0 | 10.6182 | 0 | 0 | 0 | 0 | 0 | 0 | 10.6182 | 13.4636 | 0
152 | 23.65 | 0.20758 | 0.35 | 0.35 | 0.35 | 0 | 0 | 0 | 0 | 0 | 0 | 0.94437 | 0 | 0 | 0.94437 | 0.94437 | 0.94437 | 0 | 0 | 0 | 0 | 0 | 0 | 0 | 0 | 0 | 0.95947 | 0 | 0 | 0 | 0 | 0 | 0 | 0.95947 | 15.6269 | 0
153 | 24.69 | 0.19396 | 0.35 | 0.35 | 0.35 | 0 | 0 | 0 | 0 | 0 | 0 | 0.48142 | 0 | 0 | 0.48142 | 0.48142 | 0.48142 | 0 | 0 | 0 | 0 | 0 | 0 | 0 | 0 | 0 | 0 | 0 | 0 | 0 | 0 | 0 | 0 | 0 | 16.1186 | 0
154 | 25.41 | 0.18686 | 0.35 | 0.35 | 0.35 | 0 | 0 | 0 | 0 | 0 | 0 | 0.36935 | 0 | 0 | 0.36935 | 0.36935 | 0.36935 | 0 | 0 | 0 | 0 | 0 | 0 | 0 | 0 | 0 | 0 | 0 | 0 | 0 | 0 | 0 | 0 | 0 | 16.9125 | 0
155 | 26.41 | 0.1878 | 0.35 | 0.35 | 0.35 | 0 | 0 | 0 | 0 | 0 | 0 | 0.95588 | 0 | 0 | 0.95588 | 0.95588 | 0.95588 | 0 | 0 | 0 | 0 | 0 | 0 | 0 | 0 | 0 | 0.44776 | 0 | 0 | 0 | 0 | 0 | 0 | 0.44776 | 16.8512 | 0
156 | 27.18 | 0.1925 | 0.35 | 0.35 | 0.35 | 0 | 0 | 0 | 0 | 0 | 0 | 0.45243 | 0 | 0 | 0.45243 | 0.45243 | 0.45243 | 0 | 0 | 0 | 0 | 0 | 0 | 0 | 0 | 0 | 2.8784 | 0 | 0 | 0 | 0 | 0 | 0 | 2.8784 | 16.3687 | 0
157 | 27.57 | 0.20037 | 0.35 | 0.35 | 0.35 | 0 | 0 | 0 | 0 | 0 | 0 | 1.2165 | 0 | 0 | 1.2165 | 1.2165 | 1.2165 | 0 | 0 | 0 | 0 | 0 | 0 | 0 | 0 | 0 | 0 | 0 | 0 | 0 | 0 | 0 | 0 | 0 | 15.0407 | 0
158 | 27.88 | 0.22536 | 0.35 | 0.35 | 0.35 | 0 | 0 | 0 | 0 | 0 | 0 | 0.77127 | 0 | 0 | 0.77127 | 0.77127 | 0.77127 | 0 | 0 | 0 | 0 | 0 | 0 | 0 | 0 | 0 | 0.51172 | 0 | 0 | 0 | 0 | 0 | 0 | 0.51172 | 15.6957 | 0
159 | 27.73 | 0.26341 | 0.35 | 0.35 | 0.35 | 0 | 0 | 0 | 0 | 0 | 0 | 0.44143 | 0 | 0 | 0.44143 | 0.44143 | 0.44143 | 0 | 0 | 0 | 0 | 0 | 0 | 0 | 0 | 0 | 0 | 0 | 0 | 0 | 0 | 0 | 0 | 0 | 12.0433 | 0
160 | 27.66 | 0.3447 | 0.35 | 0.35 | 0.35 | 0 | 0 | 0 | 0 | 0 | 0 | 0.55357 | 0 | 0 | 0.55357 | 0.55357 | 0.55357 | 0 | 0 | 0 | 0 | 0 | 0 | 0 | 0 | 0 | 0 | 0 | 0 | 0 | 0 | 0 | 0 | 0 | 13.5724 | 0
161 | 26.92 | 0.40716 | 0.35 | 0.35 | 0.35 | 0 | 0 | 0 | 0 | 0 | 0 | 1.3419 | 0 | 0 | 1.3419 | 1.3419 | 1.3419 | 0 | 0 | 0 | 0 | 0 | 0 | 0 | 0 | 0 | 0 | 0 | 0 | 0 | 0 | 0 | 0 | 0 | 11.0655 | 0
162 | 25.72 | 0.46146 | 0.35 | 0.35 | 0.35 | 0 | 0 | 0 | 0 | 0 | 0 | 1.4327 | 0 | 0 | 1.4327 | 1.4327 | 1.4327 | 0 | 0 | 0 | 0 | 0 | 0 | 0 | 0 | 0 | 0.57569 | 0 | 0 | 0 | 0 | 0 | 0 | 0.57569 | 8.3419 | 0
163 | 23.03 | 0.48712 | 0.35 | 0.35 | 0.35 | 0 | 0 | 0 | 0 | 0 | 0 | 1.0223 | 0 | 0 | 1.0223 | 1.0223 | 1.0223 | 0 | 0 | 0 | 0 | 0 | 0 | 0 | 0 | 0 | 0.38379 | 0 | 0 | 0 | 0 | 0 | 0 | 0.38379 | 4.9839 | 0
164 | 21.89 | 0.49219 | 0.35 | 0.35 | 0.35 | 0 | 0 | 0 | 0 | 0 | 0 | 1.1979 | 0 | 0 | 1.1979 | 1.1979 | 1.1979 | 0 | 0 | 0 | 0 | 0 | 0 | 0 | 0 | 0 | 0.63965 | 0 | 0 | 0 | 0 | 0 | 0 | 0.63965 | 3.6888 | 0
165 | 20.83 | 0.48183 | 0.35 | 0.35 | 0.35 | 0 | 0 | 0 | 0 | 0 | 0 | 0.6504 | 0 | 0 | 0.6504 | 0.6504 | 0.6504 | 0 | 0 | 0 | 0 | 0 | 0 | 0 | 0 | 0 | 1.0234 | 0 | 0 | 0 | 0 | 0 | 0 | 1.0234 | 2.4846 | 0
166 | 19.85 | 0.48866 | 0.35 | 0.35 | 0.35 | 0 | 0 | 0 | 0 | 0 | 0 | 1.2792 | 0 | 0 | 1.2792 | 1.2792 | 1.2792 | 0 | 0 | 0 | 0 | 0 | 0 | 0 | 0 | 0 | 0 | 0 | 0 | 0 | 0 | 0 | 0 | 0 | 1.5417 | 0
167 | 19.51 | 0.4924 | 0.35 | 0.35 | 0.35 | 0 | 0 | 0 | 0 | 0 | 0 | 1.1332 | 0 | 0 | 1.1332 | 1.1332 | 1.1332 | 0 | 0 | 0 | 0 | 0 | 0 | 0 | 0 | 0 | 0 | 0 | 0 | 0 | 0 | 0 | 0 | 0 | 1.5417 | 0

## BAU_ts_plot_transition
| Temp. air in °C | CO2 eq. [kg/kWh] | elec. price household [€/kWh] | elec. price heating [€/kWh] | elec. price e-mob. [€/kWh] | Helper variable: neg. sum el | Feed-in | Battery-charge | Battery-discharge | PV | PV curtailed | Grid-demand | Grid-heatpump | Grid-eMob | El. Demand | El. Demand with heating / AC | Total El. Demand incl. EV charging | Helper variable: neg. sum th | Dhw-storage-charge | Buffer-storage-charge | Buffer-storage-charge-HT | Th. inertia-charge | Heat gains used | Solar-thermal | Heatpump-el | Heatpump-ambient heat | Gas boiler | Direct el. heater | Dhw-storage-discharge | Buffer-storage-discharge | Buffer-storage-discharge-HT | Th. inertia-discharge | Roomheat Demand | Th. Demand | Heat gains | Qmax solar-thermal
0 | 4.03 | 0.59821 | 0.35 | 0.35 | 0.35 | 0 | 0 | 0 | 0 | 0 | 0 | 0.68044 | 0 | 0 | 0.68044 | 0.68044 | 0.68044 | 0 | 0 | 0 | 0 | 0 | 1.5417 | 0 | 0 | 0 | 10.2566 | 0 | 0 | 0 | 0 | 0 | 11.7983 | 11.7983 | 1.5417 | 0
1 | 3.73 | 0.59181 | 0.35 | 0.35 | 0.35 | 0 | 0 | 0 | 0 | 0 | 0 | 0.50455 | 0 | 0 | 0.50455 | 0.50455 | 0.50455 | 0 | 0 | 0 | 0 | 0 | 1.5417 | 0 | 0 | 0 | 8.0348 | 0 | 0 | 0 | 0 | 0 | 9.0648 | 9.5765 | 1.5417 | 0
2 | 3.51 | 0.59695 | 0.35 | 0.35 | 0.35 | 0 | 0 | 0 | 0 | 0 | 0 | 0.50766 | 0 | 0 | 0.50766 | 0.50766 | 0.50766 | 0 | 0 | 0 | 0 | 0 | 1.5417 | 0 | 0 | 0 | 7.6856 | 0 | 0 | 0 | 0 | 0 | 9.2273 | 9.2273 | 1.5417 | 0
3 | 2.97 | 0.59076 | 0.35 | 0.35 | 0.35 | 0 | 0 | 0 | 0 | 0 | 0 | 0.53538 | 0 | 0 | 0.53538 | 0.53538 | 0.53538 | 0 | 0 | 0 | 0 | 0 | 1.5417 | 0 | 0 | 0 | 8.0846 | 0 | 0 | 0 | 0 | 0 | 9.6263 | 9.6263 | 1.5417 | 0
4 | 3.33 | 0.58394 | 0.35 | 0.35 | 0.35 | 0 | 0 | 0 | 0 | 0 | 0 | 0.56428 | 0 | 0 | 0.56428 | 0.56428 | 0.56428 | 0 | 0 | 0 | 0 | 0 | 1.5417 | 0 | 0 | 0 | 7.8186 | 0 | 0 | 0 | 0 | 0 | 9.3603 | 9.3603 | 1.5417 | 0
5 | 3.72 | 0.55956 | 0.35 | 0.35 | 0.35 | 0 | 0 | 0 | 0 | 0 | 0 | 0.623 | 0 | 0 | 0.623 | 0.623 | 0.623 | 0 | 0 | 0 | 0 | 0 | 6.4482 | 0 | 0 | 0 | 2.6239 | 0 | 0 | 0 | 0 | 0 | 9.0722 | 9.0722 | 6.4482 | 0
6 | 5.03 | 0.53784 | 0.35 | 0.35 | 0.35 | 0 | 0 | 0 | 0 | 0 | 0 | 0.5593 | 0 | 0 | 0.5593 | 0.5593 | 0.5593 | 0 | 0 | 0 | 0 | 0 | 2.3559 | 0 | 0 | 0 | 8.7036 | 0 | 0 | 0 | 0 | 0 | 11.0595 | 11.0595 | 2.3559 | 0
7 | 5.77 | 0.51195 | 0.35 | 0.35 | 0.35 | 0 | 0 | 0 | 0 | 0 | 0 | 0.52722 | 0 | 0 | 0.52722 | 0.52722 | 0.52722 | 0 | 0 | 0 | 0 | 0 | 2.718 | 0 | 0 | 0 | 16.2382 | 0 | 0 | 0 | 0 | 0 | 10.5128 | 18.9562 | 2.718 | 0
8 | 6.89 | 0.47213 | 0.35 | 0.35 | 0.35 | 0 | 0 | 0 | 0 | 0 | 0 | 0.61633 | 0 | 0 | 0.61633 | 0.61633 | 0.61633 | 0 | 0 | 0 | 0 | 0 | 4.011 | 0 | 0 | 0 | 5.6744 | 0 | 0 | 0 | 0 | 0 | 9.6854 | 9.6854 | 4.011 | 0
9 | 7.77 | 0.42467 | 0.35 | 0.35 | 0.35 | 0 | 0 | 0 | 0 | 0 | 0 | 0.53225 | 0 | 0 | 0.53225 | 0.53225 | 0.53225 | 0 | 0 | 0 | 0 | 0 | 4.8151 | 0 | 0 | 0 | 4.2201 | 0 | 0 | 0 | 0 | 0 | 9.0352 | 9.0352 | 4.8151 | 0
10 | 8.81 | 0.39031 | 0.35 | 0.35 | 0.35 | 0 | 0 | 0 | 0 | 0 | 0 | 0.59667 | 0 | 0 | 0.59667 | 0.59667 | 0.59667 | 0 | 0 | 0 | 0 | 0 | 7.0713 | 0 | 0 | 0 | 1.1956 | 0 | 0 | 0 | 0 | 0 | 8.2669 | 8.2669 | 7.0713 | 0
11 | 10.41 | 0.37375 | 0.35 | 0.35 | 0.35 | 0 | 0 | 0 | 0 | 0 | 0 | 0.76173 | 0 | 0 | 0.76173 | 0.76173 | 0.76173 | -0.18149 | 0 | 0 | 0 | 0.18149 | 7.2663 | 0 | 0 | 0 | 0 | 0 | 0 | 0 | 0 | 0 | 7.0849 | 7.0849 | 7.2663 | 0
12 | 11.61 | 0.35354 | 0.35 | 0.35 | 0.35 | 0 | 0 | 0 | 0 | 0 | 0 | 0.80001 | 0 | 0 | 0.80001 | 0.80001 | 0.80001 | -2.1861 | 0 | 0 | 0 | 2.1861 | 8.3844 | 0 | 0 | 0 | 1.855 | 0 | 0 | 0 | 0 | 0 | 6.1983 | 8.0533 | 8.3844 | 0
13 | 12.21 | 0.36614 | 0.35 | 0.35 | 0.35 | 0 | 0 | 0 | 0 | 0 | 0 | 0.67231 | 0 | 0 | 0.67231 | 0.67231 | 0.67231 | -1.6423 | 0 | 0 | 0 | 1.6423 | 7.3974 | 0 | 0 | 0 | 0 | 0 | 0 | 0 | 0 | 0 | 5.7551 | 5.7551 | 7.3974 | 0
14 | 12.31 | 0.39717 | 0.35 | 0.35 | 0.35 | 0 | 0 | 0 | 0 | 0 | 0 | 1.7273 | 0 | 0 | 1.7273 | 1.7273 | 1.7273 | -0.78904 | 0 | 0 | 0 | 0.78904 | 6.4702 | 0 | 0 | 0 | 0 | 0 | 0 | 0 | 0 | 0 | 5.6812 | 5.6812 | 6.4702 | 0
15 | 11.93 | 0.42532 | 0.35 | 0.35 | 0.35 | 0 | 0 | 0 | 0 | 0 | 0 | 0.90796 | 0 | 0 | 0.90796 | 0.90796 | 0.90796 | 0 | 0 | 0 | 0 | 0 | 3.3315 | 0 | 0 | 0 | 0 | 0 | 0 | 0 | 0 | 2.6304 | 5.9619 | 5.9619 | 3.3315 | 0
16 | 11.19 | 0.45989 | 0.35 | 0.35 | 0.35 | 0 | 0 | 0 | 0 | 0 | 0 | 0.79199 | 0 | 0 | 0.79199 | 0.79199 | 0.79199 | 0 | 0 | 0 | 0 | 0 | 4.373 | 0 | 0 | 0 | 1.0625 | 0 | 0 | 0 | 0 | 1.0731 | 6.5086 | 6.5086 | 4.373 | 0
17 | 9.64 | 0.48932 | 0.35 | 0.35 | 0.35 | 0 | 0 | 0 | 0 | 0 | 0 | 1.3531 | 0 | 0 | 1.3531 | 1.3531 | 1.3531 | 0 | 0 | 0 | 0 | 0 | 3.1907 | 0 | 0 | 0 | 4.9747 | 0 | 0 | 0 | 0 | 0 | 7.6537 | 8.1654 | 3.1907 | 0
18 | 8.57 | 0.50068 | 0.35 | 0.35 | 0.35 | 0 | 0 | 0 | 0 | 0 | 0 | 1.4011 | 0 | 0.76923 | 1.4011 | 1.4011 | 2.1703 | 0 | 0 | 0 | 0 | 0 | 1.5417 | 0 | 0 | 0 | 8.0539 | 0 | 0 | 0 | 0 | 0 | 8.4442 | 9.5956 | 1.5417 | 0
19 | 6.82 | 0.50409 | 0.35 | 0.35 | 0.35 | 0 | 0 | 0 | 0 | 0 | 0 | 1.5852 | 0 | 0.76923 | 1.5852 | 1.5852 | 2.3545 | 0 | 0 | 0 | 0 | 0 | 1.5417 | 0 | 0 | 0 | 9.8585 | 0 | 0 | 0 | 0 | 0 | 9.7371 | 11.4002 | 1.5417 | 0
20 | 6.36 | 0.50031 | 0.35 | 0.35 | 0.35 | 0 | 0 | 0 | 0 | 0 | 0 | 1.7571 | 0 | 0.76923 | 1.7571 | 1.7571 | 2.5263 | 0 | 0 | 0 | 0 | 0 | 1.5417 | 0 | 0 | 0 | 10.9659 | 0 | 0 | 0 | 0 | 0 | 10.0769 | 12.5076 | 1.5417 | 0
21 | 6.15 | 0.48123 | 0.35 | 0.35 | 0.35 | 0 | 0 | 0 | 0 | 0 | 0 | 1.676 | 0 | 0.76923 | 1.676 | 1.676 | 2.4452 | 0 | 0 | 0 | 0 | 0 | 1.5417 | 0 | 0 | 0 | 9.7138 | 0 | 0 | 0 | 0 | 0 | 10.232 | 11.2555 | 1.5417 | 0
22 | 5.98 | 0.46573 | 0.35 | 0.35 | 0.35 | 0 | 0 | 0 | 0 | 0 | 0 | 0.61938 | 0 | 0.76923 | 0.61938 | 0.61938 | 1.3886 | 0 | 0 | 0 | 0 | 0 | 1.5417 | 0 | 0 | 0 | 8.816 | 0 | 0 | 0 | 0 | 0 | 10.3576 | 10.3576 | 1.5417 | 0
23 | 6.05 | 0.45813 | 0.35 | 0.35 | 0.35 | 0 | 0 | 0 | 0 | 0 | 0 | 0.63843 | 0 | 10.7692 | 0.63843 | 0.63843 | 11.4077 | 0 | 0 | 0 | 0 | 0 | 1.5417 | 0 | 0 | 0 | 9.212 | 0 | 0 | 0 | 0 | 0 | 10.3059 | 10.7537 | 1.5417 | 0
24 | 5.82 | 0.45918 | 0.35 | 0.35 | 0.35 | 0 | 0 | 0 | 0 | 0 | 0 | 0.78649 | 0 | 0.76923 | 0.78649 | 0.78649 | 1.5557 | 0 | 0 | 0 | 0 | 0 | 1.5417 | 0 | 0 | 0 | 8.9342 | 0 | 0 | 0 | 0 | 0 | 10.4758 | 10.4758 | 1.5417 | 0
25 | 5.26 | 0.47406 | 0.35 | 0.35 | 0.35 | 0 | 0 | 0 | 0 | 0 | 0 | 0.78428 | 0 | 0.76923 | 0.78428 | 0.78428 | 1.5535 | 0 | 0 | 0 | 0 | 0 | 1.5417 | 0 | 0 | 0 | 6.3928 | 0 | 0 | 0 | 0 | 0 | 7.9345 | 7.9345 | 1.5417 | 0
26 | 5.04 | 0.47408 | 0.35 | 0.35 | 0.35 | 0 | 0 | 0 | 0 | 0 | 0 | 0.80009 | 0 | 0.76923 | 0.80009 | 0.80009 | 1.5693 | 0 | 0 | 0 | 0 | 0 | 1.5417 | 0 | 0 | 0 | 6.5553 | 0 | 0 | 0 | 0 | 0 | 8.097 | 8.097 | 1.5417 | 0
27 | 5.29 | 0.47453 | 0.35 | 0.35 | 0.35 | 0 | 0 | 0 | 0 | 0 | 0 | 0.71307 | 0 | 0.76923 | 0.71307 | 0.71307 | 1.4823 | 0 | 0 | 0 | 0 | 0 | 1.5417 | 0 | 0 | 0 | 6.3706 | 0 | 0 | 0 | 0 | 0 | 7.9123 | 7.9123 | 1.5417 | 0
28 | 5.41 | 0.48093 | 0.35 | 0.35 | 0.35 | 0 | 0 | 0 | 0 | 0 | 0 | 0.63542 | 0 | 0.76923 | 0.63542 | 0.63542 | 1.4047 | 0 | 0 | 0 | 0 | 0 | 1.5417 | 0 | 0 | 0 | 6.282 | 0 | 0 | 0 | 0 | 0 | 7.8236 | 7.8236 | 1.5417 | 0
29 | 5.49 | 0.48492 | 0.35 | 0.35 | 0.35 | 0 | 0 | 0 | 0 | 0 | 0 | 1.0165 | 0 | 0.76923 | 1.0165 | 1.0165 | 1.7858 | 0 | 0 | 0 | 0 | 0 | 2.1518 | 0 | 0 | 0 | 5.6128 | 0 | 0 | 0 | 0 | 0 | 7.7645 | 7.7645 | 2.1518 | 0
30 | 5.73 | 0.48384 | 0.35 | 0.35 | 0.35 | 0 | 0 | 0 | 0 | 0 | 0 | 0.61726 | 0 | 0.76923 | 0.61726 | 0.61726 | 1.3865 | 0 | 0 | 0 | 0 | 0 | 3.2447 | 0 | 0 | 0 | 7.2977 | 0 | 0 | 0 | 0 | 0 | 10.5423 | 10.5423 | 3.2447 | 0
31 | 6.52 | 0.46046 | 0.35 | 0.35 | 0.35 | 0 | 0 | 0 | 0 | 0 | 0 | 0.60221 | 0 | 0.76923 | 0.60221 | 0.60221 | 1.3714 | 0 | 0 | 0 | 0 | 0 | 6.9664 | 0 | 0 | 0 | 8.8131 | 0 | 0 | 0 | 0 | 0 | 9.9587 | 15.7795 | 6.9664 | 0
32 | 7.09 | 0.42234 | 0.35 | 0.35 | 0.35 | 0 | 0 | 0 | 0 | 0 | 0 | 0.591 | 0 | 0 | 0.591 | 0.591 | 0.591 | 0 | 0 | 0 | 0 | 0 | 5.3548 | 0 | 0 | 0 | 4.1828 | 0 | 0 | 0 | 0 | 0 | 9.5376 | 9.5376 | 5.3548 | 0
33 | 7.65 | 0.38976 | 0.35 | 0.35 | 0.35 | 0 | 0 | 0 | 0 | 0 | 0 | 0.83903 | 0 | 0 | 0.83903 | 0.83903 | 0.83903 | 0 | 0 | 0 | 0 | 0 | 4.6436 | 0 | 0 | 0 | 5.1199 | 0 | 0 | 0 | 0 | 0 | 9.1239 | 9.7635 | 4.6436 | 0
34 | 8.33 | 0.36716 | 0.35 | 0.35 | 0.35 | 0 | 0 | 0 | 0 | 0 | 0 | 0.88405 | 0 | 0 | 0.88405 | 0.88405 | 0.88405 | 0 | 0 | 0 | 0 | 0 | 5.1425 | 0 | 0 | 0 | 3.479 | 0 | 0 | 0 | 0 | 0 | 8.6215 | 8.6215 | 5.1425 | 0
35 | 9.21 | 0.35765 | 0.35 | 0.35 | 0.35 | 0 | 0 | 0 | 0 | 0 | 0 | 0.86425 | 0 | 0 | 0.86425 | 0.86425 | 0.86425 | 0 | 0 | 0 | 0 | 0 | 3.9889 | 0 | 0 | 0 | 3.9825 | 0 | 0 | 0 | 0 | 0 | 7.9714 | 7.9714 | 3.9889 | 0
36 | 9.79 | 0.36358 | 0.35 | 0.35 | 0.35 | 0 | 0 | 0 | 0 | 0 | 0 | 0.98297 | 0 | 0 | 0.98297 | 0.98297 | 0.98297 | 0 | 0 | 0 | 0 | 0 | 6.7318 | 0 | 0 | 0 | 5.1607 | 0 | 0 | 0 | 0 | 0 | 7.5429 | 11.8925 | 6.7318 | 0
37 | 10 | 0.37248 | 0.35 | 0.35 | 0.35 | 0 | 0 | 0 | 0 | 0 | 0 | 1.3591 | 0 | 0 | 1.3591 | 1.3591 | 1.3591 | 0 | 0 | 0 | 0 | 0 | 4.3395 | 0 | 0 | 0 | 3.0482 | 0 | 0 | 0 | 0 | 0 | 7.3878 | 7.3878 | 4.3395 | 0
38 | 10.09 | 0.38848 | 0.35 | 0.35 | 0.35 | 0 | 0 | 0 | 0 | 0 | 0 | 0.78939 | 0 | 0 | 0.78939 | 0.78939 | 0.78939 | 0 | 0 | 0 | 0 | 0 | 2.7722 | 0 | 0 | 0 | 4.5491 | 0 | 0 | 0 | 0 | 0 | 7.3213 | 7.3213 | 2.7722 | 0
39 | 9.76 | 0.41564 | 0.35 | 0.35 | 0.35 | 0 | 0 | 0 | 0 | 0 | 0 | 0.7948 | 0 | 0 | 0.7948 | 0.7948 | 0.7948 | 0 | 0 | 0 | 0 | 0 | 2.8422 | 0 | 0 | 0 | 4.7229 | 0 | 0 | 0 | 0 | 0 | 7.5651 | 7.5651 | 2.8422 | 0
40 | 9.38 | 0.44165 | 0.35 | 0.35 | 0.35 | 0 | 0 | 0 | 0 | 0 | 0 | 1.6917 | 0 | 0 | 1.6917 | 1.6917 | 1.6917 | 0 | 0 | 0 | 0 | 0 | 3.1924 | 0 | 0 | 0 | 4.6534 | 0 | 0 | 0 | 0 | 0 | 7.8458 | 7.8458 | 3.1924 | 0
41 | 8.94 | 0.46898 | 0.35 | 0.35 | 0.35 | 0 | 0 | 0 | 0 | 0 | 0 | 1.1919 | 0 | 0 | 1.1919 | 1.1919 | 1.1919 | 0 | 0 | 0 | 0 | 0 | 2.5176 | 0 | 0 | 0 | 6.3568 | 0 | 0 | 0 | 0 | 0 | 8.1709 | 8.8745 | 2.5176 | 0
42 | 8.38 | 0.4716 | 0.35 | 0.35 | 0.35 | 0 | 0 | 0 | 0 | 0 | 0 | 0.97077 | 0 | 0.76923 | 0.97077 | 0.97077 | 1.74 | 0 | 0 | 0 | 0 | 0 | 1.5417 | 0 | 0 | 0 | 7.8745 | 0 | 0 | 0 | 0 | 0 | 8.5846 | 9.4161 | 1.5417 | 0
43 | 8.46 | 0.45664 | 0.35 | 0.35 | 0.35 | 0 | 0 | 0 | 0 | 0 | 0 | 2.9564 | 0 | 0.76923 | 2.9564 | 2.9564 | 3.7257 | 0 | 0 | 0 | 0 | 0 | 1.5417 | 0 | 0 | 0 | 8.2631 | 0 | 0 | 0 | 0 | 0 | 8.5255 | 9.8048 | 1.5417 | 0
44 | 7.97 | 0.43816 | 0.35 | 0.35 | 0.35 | 0 | 0 | 0 | 0 | 0 | 0 | 2.5598 | 0 | 0.76923 | 2.5598 | 2.5598 | 3.329 | 0 | 0 | 0 | 0 | 0 | 1.5417 | 0 | 0 | 0 | 7.7936 | 0 | 0 | 0 | 0 | 0 | 8.8875 | 9.3352 | 1.5417 | 0
45 | 7.68 | 0.42899 | 0.35 | 0.35 | 0.35 | 0 | 0 | 0 | 0 | 0 | 0 | 3.3522 | 0 | 0.76923 | 3.3522 | 3.3522 | 4.1214 | 0 | 0 | 0 | 0 | 0 | 1.5417 | 0 | 0 | 0 | 8.0718 | 0 | 0 | 0 | 0 | 0 | 9.1017 | 9.6134 | 1.5417 | 0
46 | 7.17 | 0.4191 | 0.35 | 0.35 | 0.35 | 0 | 0 | 0 | 0 | 0 | 0 | 2.8466 | 0 | 0.76923 | 2.8466 | 2.8466 | 3.6158 | 0 | 0 | 0 | 0 | 0 | 1.5417 | 0 | 0 | 0 | 7.9368 | 0 | 0 | 0 | 0 | 0 | 9.4785 | 9.4785 | 1.5417 | 0
47 | 6.89 | 0.41845 | 0.35 | 0.35 | 0.35 | 0 | 0 | 0 | 0 | 0 | 0 | 1.5912 | 0 | 0.76923 | 1.5912 | 1.5912 | 2.3604 | 0 | 0 | 0 | 0 | 0 | 1.5417 | 0 | 0 | 0 | 8.1437 | 0 | 0 | 0 | 0 | 0 | 9.6854 | 9.6854 | 1.5417 | 0
48 | 6.73 | 0.41449 | 0.35 | 0.35 | 0.35 | 0 | 0 | 0 | 0 | 0 | 0 | 0.66816 | 0 | 0.76923 | 0.66816 | 0.66816 | 1.4374 | 0 | 0 | 0 | 0 | 0 | 1.5417 | 0 | 0 | 0 | 8.2619 | 0 | 0 | 0 | 0 | 0 | 9.8036 | 9.8036 | 1.5417 | 0
49 | 6.61 | 0.42065 | 0.35 | 0.35 | 0.35 | 0 | 0 | 0 | 0 | 0 | 0 | 0.58402 | 0 | 0.76923 | 0.58402 | 0.58402 | 1.3532 | 0 | 0 | 0 | 0 | 0 | 1.5417 | 0 | 0 | 0 | 5.3954 | 0 | 0 | 0 | 0 | 0 | 6.9371 | 6.9371 | 1.5417 | 0
50 | 6.46 | 0.42115 | 0.35 | 0.35 | 0.35 | 0 | 0 | 0 | 0 | 0 | 0 | 0.60028 | 0 | 0.76923 | 0.60028 | 0.60028 | 1.3695 | 0 | 0 | 0 | 0 | 0 | 1.5417 | 0 | 0 | 0 | 5.5063 | 0 | 0 | 0 | 0 | 0 | 7.0479 | 7.0479 | 1.5417 | 0
51 | 6.28 | 0.4389 | 0.35 | 0.35 | 0.35 | 0 | 0 | 0 | 0 | 0 | 0 | 0.61324 | 0 | 0.76923 | 0.61324 | 0.61324 | 1.3825 | 0 | 0 | 0 | 0 | 0 | 1.5417 | 0 | 0 | 0 | 5.6392 | 0 | 0 | 0 | 0 | 0 | 7.1809 | 7.1809 | 1.5417 | 0
52 | 6.21 | 0.44456 | 0.35 | 0.35 | 0.35 | 0 | 0 | 0 | 0 | 0 | 0 | 0.59351 | 0 | 0.76923 | 0.59351 | 0.59351 | 1.3627 | 0 | 0 | 0 | 0 | 0 | 1.5417 | 0 | 0 | 0 | 5.691 | 0 | 0 | 0 | 0 | 0 | 7.2326 | 7.2326 | 1.5417 | 0
53 | 6.25 | 0.44063 | 0.35 | 0.35 | 0.35 | 0 | 0 | 0 | 0 | 0 | 0 | 0.65758 | 0 | 0.76923 | 0.65758 | 0.65758 | 1.4268 | 0 | 0 | 0 | 0 | 0 | 1.9487 | 0 | 0 | 0 | 5.2543 | 0 | 0 | 0 | 0 | 0 | 7.2031 | 7.2031 | 1.9487 | 0
54 | 6.47 | 0.4308 | 0.35 | 0.35 | 0.35 | 0 | 0 | 0 | 0 | 0 | 0 | 0.78788 | 0 | 0.76923 | 0.78788 | 0.78788 | 1.5571 | 0 | 0 | 0 | 0 | 0 | 2.5671 | 0 | 0 | 0 | 7.4285 | 0 | 0 | 0 | 0 | 0 | 9.9956 | 9.9956 | 2.5671 | 0
55 | 7.46 | 0.39055 | 0.35 | 0.35 | 0.35 | 0 | 0 | 0 | 0 | 0 | 0 | 0.69738 | 0 | 10.7692 | 0.69738 | 0.69738 | 11.4666 | 0 | 0 | 0 | 0 | 0 | 3.2607 | 0 | 0 | 0 | 13.4235 | 0 | 0 | 0 | 0 | 0 | 9.2643 | 16.6842 | 3.2607 | 0
56 | 7.82 | 0.31888 | 0.35 | 0.35 | 0.35 | 0 | 0 | 0 | 0 | 0 | 0 | 0.73507 | 0 | 0 | 0.73507 | 0.73507 | 0.73507 | 0 | 0 | 0 | 0 | 0 | 5.5002 | 0 | 0 | 0 | 3.4981 | 0 | 0 | 0 | 0 | 0 | 8.9983 | 8.9983 | 5.5002 | 0
57 | 9.03 | 0.27325 | 0.35 | 0.35 | 0.35 | 0 | 0 | 0 | 0 | 0 | 0 | 0.51214 | 0 | 0 | 0.51214 | 0.51214 | 0.51214 | 0 | 0 | 0 | 0 | 0 | 5.1156 | 0 | 0 | 0 | 3.5005 | 0 | 0 | 0 | 0 | 0 | 8.1044 | 8.6161 | 5.1156 | 0
58 | 9.09 | 0.26351 | 0.35 | 0.35 | 0.35 | 0 | 0 | 0 | 0 | 0 | 0 | 0.53088 | 0 | 0 | 0.53088 | 0.53088 | 0.53088 | 0 | 0 | 0 | 0 | 0 | 5.6364 | 0 | 0 | 0 | 2.4236 | 0 | 0 | 0 | 0 | 0 | 8.06 | 8.06 | 5.6364 | 0
59 | 9.93 | 0.26122 | 0.35 | 0.35 | 0.35 | 0 | 0 | 0 | 0 | 0 | 0 | 0.60105 | 0 | 0 | 0.60105 | 0.60105 | 0.60105 | 0 | 0 | 0 | 0 | 0 | 3.7239 | 0 | 0 | 0 | 3.7156 | 0 | 0 | 0 | 0 | 0 | 7.4395 | 7.4395 | 3.7239 | 0
60 | 9.33 | 0.26238 | 0.35 | 0.35 | 0.35 | 0 | 0 | 0 | 0 | 0 | 0 | 1.3976 | 0 | 0 | 1.3976 | 1.3976 | 1.3976 | 0 | 0 | 0 | 0 | 0 | 3.4435 | 0 | 0 | 0 | 9.0447 | 0 | 0 | 0 | 0 | 0 | 7.8827 | 12.4882 | 3.4435 | 0
61 | 7.36 | 0.27423 | 0.35 | 0.35 | 0.35 | 0 | 0 | 0 | 0 | 0 | 0 | 1.0446 | 0 | 0 | 1.0446 | 1.0446 | 1.0446 | 0 | 0 | 0 | 0 | 0 | 3.1714 | 0 | 0 | 0 | 6.8704 | 0 | 0 | 0 | 0 | 0 | 9.3381 | 10.0417 | 3.1714 | 0
62 | 6.49 | 0.29633 | 0.35 | 0.35 | 0.35 | 0 | 0 | 0 | 0 | 0 | 0 | 1.0495 | 0 | 0 | 1.0495 | 1.0495 | 1.0495 | 0 | 0 | 0 | 0 | 0 | 2.8701 | 0 | 0 | 0 | 7.1108 | 0 | 0 | 0 | 0 | 0 | 9.9809 | 9.9809 | 2.8701 | 0
63 | 5.81 | 0.31598 | 0.35 | 0.35 | 0.35 | 0 | 0 | 0 | 0 | 0 | 0 | 0.51157 | 0 | 0 | 0.51157 | 0.51157 | 0.51157 | 0 | 0 | 0 | 0 | 0 | 2.4086 | 0 | 0 | 0 | 8.6503 | 0 | 0 | 0 | 0 | 0 | 10.4832 | 11.0589 | 2.4086 | 0
64 | 5.36 | 0.35657 | 0.35 | 0.35 | 0.35 | 0 | 0 | 0 | 0 | 0 | 0 | 0.49902 | 0 | 0 | 0.49902 | 0.49902 | 0.49902 | 0 | 0 | 0 | 0 | 0 | 2.2129 | 0 | 0 | 0 | 8.6028 | 0 | 0 | 0 | 0 | 0 | 10.8157 | 10.8157 | 2.2129 | 0
65 | 4.95 | 0.38963 | 0.35 | 0.35 | 0.35 | 0 | 0 | 0 | 0 | 0 | 0 | 1.0597 | 0 | 0 | 1.0597 | 1.0597 | 1.0597 | 0 | 0 | 0 | 0 | 0 | 2.4178 | 0 | 0 | 0 | 9.2125 | 0 | 0 | 0 | 0 | 0 | 11.1186 | 11.6303 | 2.4178 | 0
66 | 4.58 | 0.4182 | 0.35 | 0.35 | 0.35 | 0 | 0 | 0 | 0 | 0 | 0 | 0.70773 | 0 | 0.76923 | 0.70773 | 0.70773 | 1.477 | 0 | 0 | 0 | 0 | 0 | 1.5417 | 0 | 0 | 0 | 10.4259 | 0 | 0 | 0 | 0 | 0 | 11.3919 | 11.9676 | 1.5417 | 0
67 | 4.29 | 0.42226 | 0.35 | 0.35 | 0.35 | 0 | 0 | 0 | 0 | 0 | 0 | 1.0798 | 0 | 0.76923 | 1.0798 | 1.0798 | 1.849 | 0 | 0 | 0 | 0 | 0 | 1.5417 | 0 | 0 | 0 | 11.024 | 0 | 0 | 0 | 0 | 0 | 11.6062 | 12.5656 | 1.5417 | 0
68 | 3.68 | 0.4264 | 0.35 | 0.35 | 0.35 | 0 | 0 | 0 | 0 | 0 | 0 | 0.85889 | 0 | 0.76923 | 0.85889 | 0.85889 | 1.6281 | 0 | 0 | 0 | 0 | 0 | 1.5417 | 0 | 0 | 0 | 11.3467 | 0 | 0 | 0 | 0 | 0 | 12.0568 | 12.8884 | 1.5417 | 0
69 | 3.18 | 0.427 | 0.35 | 0.35 | 0.35 | 0 | 0 | 0 | 0 | 0 | 0 | 1.5778 | 0 | 0.76923 | 1.5778 | 1.5778 | 2.347 | 0 | 0 | 0 | 0 | 0 | 1.5417 | 0 | 0 | 0 | 12.0999 | 0 | 0 | 0 | 0 | 0 | 12.4262 | 13.6415 | 1.5417 | 0
70 | 2.8 | 0.41606 | 0.35 | 0.35 | 0.35 | 0 | 0 | 0 | 0 | 0 | 0 | 2.5667 | 0 | 10.7692 | 2.5667 | 2.5667 | 13.3359 | 0 | 0 | 0 | 0 | 0 | 1.5417 | 0 | 0 | 0 | 11.1653 | 0 | 0 | 0 | 0 | 0 | 12.7069 | 12.7069 | 1.5417 | 0
71 | 2.43 | 0.43074 | 0.35 | 0.35 | 0.35 | 0 | 0 | 0 | 0 | 0 | 0 | 2.2607 | 0 | 0.76923 | 2.2607 | 2.2607 | 3.0299 | 0 | 0 | 0 | 0 | 0 | 1.5417 | 0 | 0 | 0 | 11.4386 | 0 | 0 | 0 | 0 | 0 | 12.9803 | 12.9803 | 1.5417 | 0
72 | 2.39 | 0.44446 | 0.35 | 0.35 | 0.35 | 0 | 0 | 0 | 0 | 0 | 0 | 0.47777 | 0 | 0.76923 | 0.47777 | 0.47777 | 1.247 | 0 | 0 | 0 | 0 | 0 | 1.5417 | 0 | 0 | 0 | 11.4682 | 0 | 0 | 0 | 0 | 0 | 13.0098 | 13.0098 | 1.5417 | 0
73 | 2.09 | 0.44908 | 0.35 | 0.35 | 0.35 | 0 | 0 | 0 | 0 | 0 | 0 | 0.57685 | 0 | 0.76923 | 0.57685 | 0.57685 | 1.3461 | 0 | 0 | 0 | 0 | 0 | 1.5417 | 0 | 0 | 0 | 8.7347 | 0 | 0 | 0 | 0 | 0 | 10.2764 | 10.2764 | 1.5417 | 0
74 | 2.2 | 0.46413 | 0.35 | 0.35 | 0.35 | 0 | 0 | 0 | 0 | 0 | 0 | 0.37021 | 0 | 0.76923 | 0.37021 | 0.37021 | 1.1394 | 0 | 0 | 0 | 0 | 0 | 1.5417 | 0 | 0 | 0 | 8.6534 | 0 | 0 | 0 | 0 | 0 | 10.1951 | 10.1951 | 1.5417 | 0
75 | 2.23 | 0.47185 | 0.35 | 0.35 | 0.35 | 0 | 0 | 0 | 0 | 0 | 0 | 0.31449 | 0 | 0.76923 | 0.31449 | 0.31449 | 1.0837 | 0 | 0 | 0 | 0 | 0 | 1.5417 | 0 | 0 | 0 | 8.6313 | 0 | 0 | 0 | 0 | 0 | 10.1729 | 10.1729 | 1.5417 | 0
76 | 2.21 | 0.47578 | 0.35 | 0.35 | 0.35 | 0 | 0 | 0 | 0 | 0 | 0 | 0.28066 | 0 | 0.76923 | 0.28066 | 0.28066 | 1.0499 | 0 | 0 | 0 | 0 | 0 | 1.5417 | 0 | 0 | 0 | 8.6461 | 0 | 0 | 0 | 0 | 0 | 10.1877 | 10.1877 | 1.5417 | 0
77 | 2.29 | 0.46872 | 0.35 | 0.35 | 0.35 | 0 | 0 | 0 | 0 | 0 | 0 | 0.46828 | 0 | 0.76923 | 0.46828 | 0.46828 | 1.2375 | 0 | 0 | 0 | 0 | 0 | 2.5028 | 0 | 0 | 0 | 7.6258 | 0 | 0 | 0 | 0 | 0 | 10.1286 | 10.1286 | 2.5028 | 0
78 | 2.83 | 0.45011 | 0.35 | 0.35 | 0.35 | 0 | 0 | 0 | 0 | 0 | 0 | 0.34634 | 0 | 0.76923 | 0.34634 | 0.34634 | 1.1156 | 0 | 0 | 0 | 0 | 0 | 4.1507 | 0 | 0 | 0 | 8.5341 | 0 | 0 | 0 | 0 | 0 | 12.6848 | 12.6848 | 4.1507 | 0
79 | 3.25 | 0.43029 | 0.35 | 0.35 | 0.35 | 0 | 0 | 0 | 0 | 0 | 0 | 0.46115 | 0 | 0.76923 | 0.46115 | 0.46115 | 1.2304 | 0 | 0 | 0 | 0 | 0 | 3.6829 | 0 | 0 | 0 | 23.9792 | 0 | 0 | 0 | 0 | 0 | 12.3745 | 27.6621 | 3.6829 | 0
80 | 4.02 | 0.40339 | 0.35 | 0.35 | 0.35 | 0 | 0 | 0 | 0 | 0 | 0 | 0.66669 | 0 | 0 | 0.66669 | 0.66669 | 0.66669 | 0 | 0 | 0 | 0 | 0 | 3.39 | 0 | 0 | 0 | 8.4156 | 0 | 0 | 0 | 0 | 0 | 11.8056 | 11.8056 | 3.39 | 0
81 | 5.13 | 0.39103 | 0.35 | 0.35 | 0.35 | 0 | 0 | 0 | 0 | 0 | 0 | 0.3902 | 0 | 0 | 0.3902 | 0.3902 | 0.3902 | 0 | 0 | 0 | 0 | 0 | 4.2534 | 0 | 0 | 0 | 6.7322 | 0 | 0 | 0 | 0 | 0 | 10.9856 | 10.9856 | 4.2534 | 0
82 | 5.74 | 0.36853 | 0.35 | 0.35 | 0.35 | 0 | 0 | 0 | 0 | 0 | 0 | 1.0785 | 0 | 0 | 1.0785 | 1.0785 | 1.0785 | 0 | 0 | 0 | 0 | 0 | 4.5814 | 0 | 0 | 0 | 5.9536 | 0 | 0 | 0 | 0 | 0 | 10.5349 | 10.5349 | 4.5814 | 0
83 | 6.75 | 0.35053 | 0.35 | 0.35 | 0.35 | 0 | 0 | 0 | 0 | 0 | 0 | 0.36378 | 0 | 0 | 0.36378 | 0.36378 | 0.36378 | 0 | 0 | 0 | 0 | 0 | 5.8053 | 0 | 0 | 0 | 4.5592 | 0 | 0 | 0 | 0 | 0 | 9.7888 | 10.3645 | 5.8053 | 0
84 | 7.74 | 0.34851 | 0.35 | 0.35 | 0.35 | 0 | 0 | 0 | 0 | 0 | 0 | 0.77964 | 0 | 0 | 0.77964 | 0.77964 | 0.77964 | 0 | 0 | 0 | 0 | 0 | 5.6 | 0 | 0 | 0 | 5.3124 | 0 | 0 | 0 | 0 | 0 | 9.0574 | 10.9124 | 5.6 | 0
85 | 8.88 | 0.34753 | 0.35 | 0.35 | 0.35 | 0 | 0 | 0 | 0 | 0 | 0 | 0.97172 | 0 | 0 | 0.97172 | 0.97172 | 0.97172 | 0 | 0 | 0 | 0 | 0 | 4.0366 | 0 | 0 | 0 | 4.1786 | 0 | 0 | 0 | 0 | 0 | 8.2152 | 8.2152 | 4.0366 | 0
86 | 9.39 | 0.36356 | 0.35 | 0.35 | 0.35 | 0 | 0 | 0 | 0 | 0 | 0 | 0.99598 | 0 | 0 | 0.99598 | 0.99598 | 0.99598 | 0 | 0 | 0 | 0 | 0 | 4.0588 | 0 | 0 | 0 | 3.7796 | 0 | 0 | 0 | 0 | 0 | 7.8384 | 7.8384 | 4.0588 | 0
87 | 10.32 | 0.38082 | 0.35 | 0.35 | 0.35 | 0 | 0 | 0 | 0 | 0 | 0 | 0.437 | 0 | 0 | 0.437 | 0.437 | 0.437 | 0 | 0 | 0 | 0 | 0 | 2.6883 | 0 | 0 | 0 | 5.1027 | 0 | 0 | 0 | 0 | 0 | 7.1514 | 7.791 | 2.6883 | 0
88 | 10.43 | 0.40648 | 0.35 | 0.35 | 0.35 | 0 | 0 | 0 | 0 | 0 | 0 | 0.57935 | 0 | 0 | 0.57935 | 0.57935 | 0.57935 | 0 | 0 | 0 | 0 | 0 | 3.585 | 0 | 0 | 0 | 3.8689 | 0 | 0 | 0 | 0 | 0 | 7.0701 | 7.4539 | 3.585 | 0
89 | 9.74 | 0.44257 | 0.35 | 0.35 | 0.35 | 0 | 0 | 0 | 0 | 0 | 0 | 0.78184 | 0 | 0 | 0.78184 | 0.78184 | 0.78184 | 0 | 0 | 0 | 0 | 0 | 2.059 | 0 | 0 | 0 | 5.9686 | 0 | 0 | 0 | 0 | 0 | 7.5798 | 8.0276 | 2.059 | 0
90 | 8.51 | 0.45168 | 0.35 | 0.35 | 0.35 | 0 | 0 | 0 | 0 | 0 | 0 | 1.6515 | 0 | 0 | 1.6515 | 1.6515 | 1.6515 | 0 | 0 | 0 | 0 | 0 | 1.5417 | 0 | 0 | 0 | 9.0577 | 0 | 0 | 0 | 0 | 0 | 8.4885 | 10.5994 | 1.5417 | 0
91 | 7.54 | 0.44233 | 0.35 | 0.35 | 0.35 | 0 | 0 | 0 | 0 | 0 | 0 | 1.2123 | 0 | 0 | 1.2123 | 1.2123 | 1.2123 | 0 | 0 | 0 | 0 | 0 | 1.5417 | 0 | 0 | 0 | 9.7104 | 0 | 0 | 0 | 0 | 0 | 9.2051 | 11.252 | 1.5417 | 0
92 | 6.5 | 0.431 | 0.35 | 0.35 | 0.35 | 0 | 0 | 0 | 0 | 0 | 0 | 1.0801 | 0 | 0 | 1.0801 | 1.0801 | 1.0801 | 0 | 0 | 0 | 0 | 0 | 1.5417 | 0 | 0 | 0 | 10.5427 | 0 | 0 | 0 | 0 | 0 | 9.9735 | 12.0843 | 1.5417 | 0
93 | 5.68 | 0.42331 | 0.35 | 0.35 | 0.35 | 0 | 0 | 0 | 0 | 0 | 0 | 1.4178 | 0 | 0 | 1.4178 | 1.4178 | 1.4178 | 0 | 0 | 0 | 0 | 0 | 1.5417 | 0 | 0 | 0 | 10.7647 | 0 | 0 | 0 | 0 | 0 | 10.5793 | 12.3063 | 1.5417 | 0
94 | 5 | 0.39347 | 0.35 | 0.35 | 0.35 | 0 | 0 | 0 | 0 | 0 | 0 | 1.1408 | 0 | 0 | 1.1408 | 1.1408 | 1.1408 | 0 | 0 | 0 | 0 | 0 | 1.5417 | 0 | 0 | 0 | 9.54 | 0 | 0 | 0 | 0 | 0 | 11.0816 | 11.0816 | 1.5417 | 0
95 | 4.6 | 0.39036 | 0.35 | 0.35 | 0.35 | 0 | 0 | 0 | 0 | 0 | 0 | 0.60412 | 0 | 0 | 0.60412 | 0.60412 | 0.60412 | 0 | 0 | 0 | 0 | 0 | 1.5417 | 0 | 0 | 0 | 10.5391 | 0 | 0 | 0 | 0 | 0 | 11.3772 | 12.0808 | 1.5417 | 0
96 | 4.36 | 0.39214 | 0.35 | 0.35 | 0.35 | 0 | 0 | 0 | 0 | 0 | 0 | 0.35979 | 0 | 0 | 0.35979 | 0.35979 | 0.35979 | 0 | 0 | 0 | 0 | 0 | 1.5417 | 0 | 0 | 0 | 10.0128 | 0 | 0 | 0 | 0 | 0 | 11.5545 | 11.5545 | 1.5417 | 0
97 | 3.87 | 0.40041 | 0.35 | 0.35 | 0.35 | 0 | 0 | 0 | 0 | 0 | 0 | 0.32471 | 0 | 0 | 0.32471 | 0.32471 | 0.32471 | 0 | 0 | 0 | 0 | 0 | 1.5417 | 0 | 0 | 0 | 7.4197 | 0 | 0 | 0 | 0 | 0 | 8.9614 | 8.9614 | 1.5417 | 0
98 | 3.52 | 0.41181 | 0.35 | 0.35 | 0.35 | 0 | 0 | 0 | 0 | 0 | 0 | 0.36251 | 0 | 0 | 0.36251 | 0.36251 | 0.36251 | 0 | 0 | 0 | 0 | 0 | 1.5417 | 0 | 0 | 0 | 8.3179 | 0 | 0 | 0 | 0 | 0 | 9.2199 | 9.8596 | 1.5417 | 0
99 | 3.36 | 0.41982 | 0.35 | 0.35 | 0.35 | 0 | 0 | 0 | 0 | 0 | 0 | 0.39612 | 0 | 0 | 0.39612 | 0.39612 | 0.39612 | 0 | 0 | 0 | 0 | 0 | 1.5417 | 0 | 0 | 0 | 7.7965 | 0 | 0 | 0 | 0 | 0 | 9.3381 | 9.3381 | 1.5417 | 0
100 | 2.85 | 0.41648 | 0.35 | 0.35 | 0.35 | 0 | 0 | 0 | 0 | 0 | 0 | 0.49496 | 0 | 0 | 0.49496 | 0.49496 | 0.49496 | 0 | 0 | 0 | 0 | 0 | 1.5417 | 0 | 0 | 0 | 8.1732 | 0 | 0 | 0 | 0 | 0 | 9.7149 | 9.7149 | 1.5417 | 0
101 | 2.61 | 0.42422 | 0.35 | 0.35 | 0.35 | 0 | 0 | 0 | 0 | 0 | 0 | 0.53775 | 0 | 0 | 0.53775 | 0.53775 | 0.53775 | 0 | 0 | 0 | 0 | 0 | 1.8282 | 0 | 0 | 0 | 8.064 | 0 | 0 | 0 | 0 | 0 | 9.8922 | 9.8922 | 1.8282 | 0
102 | 3.96 | 0.40709 | 0.35 | 0.35 | 0.35 | 0 | 0 | 0 | 0 | 0 | 0 | 0.34254 | 0 | 0 | 0.34254 | 0.34254 | 0.34254 | 0 | 0 | 0 | 0 | 0 | 2.6575 | 0 | 0 | 0 | 9.1925 | 0 | 0 | 0 | 0 | 0 | 11.85 | 11.85 | 2.6575 | 0
103 | 5.67 | 0.36751 | 0.35 | 0.35 | 0.35 | 0 | 0 | 0 | 0 | 0 | 0 | 0.77411 | 0 | 10 | 0.77411 | 0.77411 | 10.7741 | 0 | 0 | 0 | 0 | 0 | 6.2703 | 0 | 0 | 0 | 11.9922 | 0 | 0 | 0 | 0 | 0 | 10.5867 | 18.2625 | 6.2703 | 0
104 | 7.63 | 0.32124 | 0.35 | 0.35 | 0.35 | 0 | 0 | 0 | 0 | 0 | 0 | 0.72932 | 0 | 0 | 0.72932 | 0.72932 | 0.72932 | 0 | 0 | 0 | 0 | 0 | 9.0914 | 0 | 0 | 0 | 11.2412 | 0 | 0 | 0 | 0 | 0 | 9.1387 | 20.3325 | 9.0914 | 0
105 | 9.36 | 0.27031 | 0.35 | 0.35 | 0.35 | 0 | 0 | 0 | 0 | 0 | 0 | 0.42542 | 0 | 0 | 0.42542 | 0.42542 | 0.42542 | 0 | 0 | 0 | 0 | 0 | 7.8606 | 0 | 0 | 0 | 0.57569 | 0 | 0 | 0 | 0 | 0 | 7.8606 | 8.4363 | 9.7117 | 0
106 | 10.72 | 0.25116 | 0.35 | 0.35 | 0.35 | 0 | 0 | 0 | 0 | 0 | 0 | 1.4144 | 0 | 0 | 1.4144 | 1.4144 | 1.4144 | -2.3572 | 0 | 0 | 0 | 2.3572 | 9.213 | 0 | 0 | 0 | 0 | 0 | 0 | 0 | 0 | 0 | 6.8558 | 6.8558 | 10.8769 | 0
107 | 12.4 | 0.23896 | 0.35 | 0.35 | 0.35 | 0 | 0 | 0 | 0 | 0 | 0 | 0.5021 | 0 | 0 | 0.5021 | 0.5021 | 0.5021 | -3.7114 | 0 | 0 | 0 | 3.7114 | 9.3261 | 0 | 0 | 0 | 0 | 0 | 0 | 0 | 0 | 0 | 5.6147 | 5.6147 | 9.3261 | 0
108 | 13.8 | 0.23079 | 0.35 | 0.35 | 0.35 | 0 | 0 | 0 | 0 | 0 | 0 | 0.42238 | 0 | 0 | 0.42238 | 0.42238 | 0.42238 | -2.84 | 0 | 0 | 0 | 2.84 | 7.4204 | 0 | 0 | 0 | 1.4712 | 0 | 0 | 0 | 0 | 0 | 4.5804 | 6.0516 | 7.4204 | 0
109 | 15.18 | 0.23185 | 0.35 | 0.35 | 0.35 | 0 | 0 | 0 | 0 | 0 | 0 | 0.77628 | 0 | 0 | 0.77628 | 0.77628 | 0.77628 | -2.7639 | 0 | 0 | 0 | 2.7639 | 6.3248 | 0 | 0 | 0 | 0 | 0 | 0 | 0 | 0 | 0 | 3.5609 | 3.5609 | 6.3248 | 0
110 | 15.88 | 0.24695 | 0.35 | 0.35 | 0.35 | 0 | 0 | 0 | 0 | 0 | 0 | 0.41007 | 0 | 0 | 0.41007 | 0.41007 | 0.41007 | -3.0579 | 0 | 0 | 0 | 3.0579 | 6.1016 | 0 | 0 | 0 | 0 | 0 | 0 | 0 | 0 | 0 | 3.0438 | 3.0438 | 6.1016 | 0
111 | 16.23 | 0.29029 | 0.35 | 0.35 | 0.35 | 0 | 0 | 0 | 0 | 0 | 0 | 0.3659 | 0 | 0 | 0.3659 | 0.3659 | 0.3659 | -2.9281 | 0 | 0 | 0 | 2.9281 | 5.7133 | 0 | 0 | 0 | 1.5991 | 0 | 0 | 0 | 0 | 0 | 2.7852 | 4.3843 | 5.7133 | 0
112 | 16.19 | 0.37975 | 0.35 | 0.35 | 0.35 | 0 | 0 | 0 | 0 | 0 | 0 | 0.69419 | 0 | 0 | 0.69419 | 0.69419 | 0.69419 | -1.9378 | 0 | 0 | 0 | 1.9378 | 4.7526 | 0 | 0 | 0 | 1.4712 | 0 | 0 | 0 | 0 | 0 | 2.8147 | 4.2859 | 4.7526 | 0
113 | 15.17 | 0.43077 | 0.35 | 0.35 | 0.35 | 0 | 0 | 0 | 0 | 0 | 0 | 1.11 | 0 | 0 | 1.11 | 1.11 | 1.11 | 0 | 0 | 0 | 0 | 0 | 3.3279 | 0 | 0 | 0 | 1.1514 | 0 | 0 | 0 | 0 | 0.24035 | 3.5683 | 4.7197 | 3.3279 | 0
114 | 13.06 | 0.42603 | 0.35 | 0.35 | 0.35 | 0 | 0 | 0 | 0 | 0 | 0 | 0.85471 | 0 | 0 | 0.85471 | 0.85471 | 0.85471 | 0 | 0 | 0 | 0 | 0 | 1.5417 | 0 | 0 | 0 | 1.7271 | 0 | 0 | 0 | 0 | 3.5854 | 5.1271 | 6.8542 | 1.5417 | 0
115 | 11.79 | 0.40074 | 0.35 | 0.35 | 0.35 | 0 | 0 | 0 | 0 | 0 | 0 | 1.3267 | 0 | 0 | 1.3267 | 1.3267 | 1.3267 | 0 | 0 | 0 | 0 | 0 | 1.5417 | 0 | 0 | 0 | 0 | 0 | 0 | 0 | 0 | 4.5237 | 6.0654 | 6.0654 | 1.5417 | 0
116 | 11.05 | 0.38755 | 0.35 | 0.35 | 0.35 | 0 | 0 | 0 | 0 | 0 | 0 | 1.2912 | 0 | 0 | 1.2912 | 1.2912 | 1.2912 | 0 | 0 | 0 | 0 | 0 | 1.5417 | 0 | 0 | 0 | 1.791 | 0 | 0 | 0 | 0 | 5.0704 | 6.612 | 8.4031 | 1.5417 | 0
117 | 9.37 | 0.3787 | 0.35 | 0.35 | 0.35 | 0 | 0 | 0 | 0 | 0 | 0 | 0.84485 | 0 | 0 | 0.84485 | 0.84485 | 0.84485 | 0 | 0 | 0 | 0 | 0 | 1.5417 | 0 | 0 | 0 | 6.729 | 0 | 0 | 0 | 0 | 0.73391 | 7.8532 | 9.0046 | 1.5417 | 0
118 | 9.81 | 0.38629 | 0.35 | 0.35 | 0.35 | 0 | 0 | 0 | 0 | 0 | 0 | 0.98699 | 0 | 0 | 0.98699 | 0.98699 | 0.98699 | 0 | 0 | 0 | 0 | 0 | 1.5417 | 0 | 0 | 0 | 6.4982 | 0 | 0 | 0 | 0 | 0 | 7.5281 | 8.0398 | 1.5417 | 0
119 | 9.15 | 0.38198 | 0.35 | 0.35 | 0.35 | 0 | 0 | 0 | 0 | 0 | 0 | 0.51491 | 0 | 0 | 0.51491 | 0.51491 | 0.51491 | 0 | 0 | 0 | 0 | 0 | 1.5417 | 0 | 0 | 0 | 6.4741 | 0 | 0 | 0 | 0 | 0 | 8.0157 | 8.0157 | 1.5417 | 0
120 | 7.94 | 0.37621 | 0.35 | 0.35 | 0.35 | 0 | 0 | 0 | 0 | 0 | 0 | 0.5739 | 0 | 0 | 0.5739 | 0.5739 | 0.5739 | 0 | 0 | 0 | 0 | 0 | 1.5417 | 0 | 0 | 0 | 7.368 | 0 | 0 | 0 | 0 | 0 | 8.9096 | 8.9096 | 1.5417 | 0
121 | 6.99 | 0.37633 | 0.35 | 0.35 | 0.35 | 0 | 0 | 0 | 0 | 0 | 0 | 0.56817 | 0 | 0 | 0.56817 | 0.56817 | 0.56817 | 0 | 0 | 0 | 0 | 0 | 1.5417 | 0 | 0 | 0 | 5.1147 | 0 | 0 | 0 | 0 | 0 | 6.6564 | 6.6564 | 1.5417 | 0
122 | 6.7 | 0.37993 | 0.35 | 0.35 | 0.35 | 0 | 0 | 0 | 0 | 0 | 0 | 0.76148 | 0 | 0 | 0.76148 | 0.76148 | 0.76148 | 0 | 0 | 0 | 0 | 0 | 1.5417 | 0 | 0 | 0 | 5.329 | 0 | 0 | 0 | 0 | 0 | 6.8706 | 6.8706 | 1.5417 | 0
123 | 6.23 | 0.3844 | 0.35 | 0.35 | 0.35 | 0 | 0 | 0 | 0 | 0 | 0 | 0.88462 | 0 | 0 | 0.88462 | 0.88462 | 0.88462 | 0 | 0 | 0 | 0 | 0 | 1.5417 | 0 | 0 | 0 | 5.6762 | 0 | 0 | 0 | 0 | 0 | 7.2178 | 7.2178 | 1.5417 | 0
124 | 5.37 | 0.37872 | 0.35 | 0.35 | 0.35 | 0 | 0 | 0 | 0 | 0 | 0 | 0.81899 | 0 | 0 | 0.81899 | 0.81899 | 0.81899 | 0 | 0 | 0 | 0 | 0 | 1.5417 | 0 | 0 | 0 | 6.7593 | 0 | 0 | 0 | 0 | 0 | 7.8532 | 8.3009 | 1.5417 | 0
125 | 3.88 | 0.36505 | 0.35 | 0.35 | 0.35 | 0 | 0 | 0 | 0 | 0 | 0 | 1.4426 | 0 | 0 | 1.4426 | 1.4426 | 1.4426 | 0 | 0 | 0 | 0 | 0 | 7.5508 | 0 | 0 | 0 | 1.4032 | 0 | 0 | 0 | 0 | 0 | 8.954 | 8.954 | 7.5508 | 0
126 | 6.79 | 0.34399 | 0.35 | 0.35 | 0.35 | 0 | 0 | 0 | 0 | 0 | 0 | 0.72666 | 0 | 0 | 0.72666 | 0.72666 | 0.72666 | 0 | 0 | 0 | 0 | 0 | 9.5226 | 0 | 0 | 0 | 0.2366 | 0 | 0 | 0 | 0 | 0 | 9.7592 | 9.7592 | 9.5226 | 0
127 | 10.53 | 0.31002 | 0.35 | 0.35 | 0.35 | 0 | 0 | 0 | 0 | 0 | 0 | 0.60587 | 0 | 10 | 0.60587 | 0.60587 | 10.6059 | 0 | 0 | 0 | 0 | 0 | 6.9962 | 0 | 0 | 0 | 8.5713 | 0 | 0 | 0 | 0 | 0 | 6.9962 | 15.5675 | 11.7896 | 0
128 | 13.45 | 0.26503 | 0.35 | 0.35 | 0.35 | 0 | 0 | 0 | 0 | 0 | 0 | 0.7326 | 0 | 0 | 0.7326 | 0.7326 | 0.7326 | 0 | 0 | 0 | 0 | 0 | 4.839 | 0 | 0 | 0 | 2.4307 | 0 | 0 | 0 | 0 | 0 | 4.839 | 7.2697 | 12.3055 | 0
129 | 15.85 | 0.23286 | 0.35 | 0.35 | 0.35 | 0 | 0 | 0 | 0 | 0 | 0 | 2.0094 | 0 | 0 | 2.0094 | 2.0094 | 2.0094 | 0 | 0 | 0 | 0 | 0 | 3.0659 | 0 | 0 | 0 | 0.38379 | 0 | 0 | 0 | 0 | 0 | 3.0659 | 3.4497 | 11.3816 | 0
130 | 17.52 | 0.22467 | 0.35 | 0.35 | 0.35 | 0 | 0 | 0 | 0 | 0 | 0 | 0.58091 | 0 | 0 | 0.58091 | 0.58091 | 0.58091 | 0 | 0 | 0 | 0 | 0 | 1.8322 | 0 | 0 | 0 | 0 | 0 | 0 | 0 | 0 | 0 | 1.8322 | 1.8322 | 10.8584 | 0
131 | 18.68 | 0.21939 | 0.35 | 0.35 | 0.35 | 0 | 0 | 0 | 0 | 0 | 0 | 0.93778 | 0 | 0 | 0.93778 | 0.93778 | 0.93778 | 0 | 0 | 0 | 0 | 0 | 0.97518 | 0 | 0 | 0 | 1.2793 | 0 | 0 | 0 | 0 | 0 | 0.97518 | 2.2545 | 9.3615 | 0
132 | 19.4 | 0.22598 | 0.35 | 0.35 | 0.35 | 0 | 0 | 0 | 0 | 0 | 0 | 0.6817 | 0 | 0 | 0.6817 | 0.6817 | 0.6817 | 0 | 0 | 0 | 0 | 0 | 0.44327 | 0 | 0 | 0 | 0 | 0 | 0 | 0 | 0 | 0 | 0.44327 | 0.44327 | 7.717 | 0
133 | 19.76 | 0.23542 | 0.35 | 0.35 | 0.35 | 0 | 0 | 0 | 0 | 0 | 0 | 0.6346 | 0 | 0 | 0.6346 | 0.6346 | 0.6346 | -2.532 | 0 | 0 | 0 | 2.532 | 2.7093 | 0 | 0 | 0 | 1.0874 | 0 | 0 | 0 | 0 | 0 | 0.17731 | 1.2647 | 6.5172 | 0
134 | 19.9 | 0.27196 | 0.35 | 0.35 | 0.35 | 0 | 0 | 0 | 0 | 0 | 0 | 1.4837 | 0 | 0 | 1.4837 | 1.4837 | 1.4837 | -6.2047 | 0 | 0 | 0 | 6.2047 | 6.2786 | 0 | 0 | 0 | 0 | 0 | 0 | 0 | 0 | 0 | 0.073878 | 0.073878 | 6.2786 | 0
135 | 19.66 | 0.33157 | 0.35 | 0.35 | 0.35 | 0 | 0 | 0 | 0 | 0 | 0 | 0.83115 | 0 | 0 | 0.83115 | 0.83115 | 0.83115 | -5.5617 | 0 | 0 | 0 | 5.5617 | 5.8129 | 0 | 0 | 0 | 2.0469 | 0 | 0 | 0 | 0 | 0 | 0.25118 | 2.2981 | 5.8129 | 0
136 | 19.12 | 0.38139 | 0.35 | 0.35 | 0.35 | 0 | 0 | 0 | 0 | 0 | 0 | 1.5691 | 0 | 0 | 1.5691 | 1.5691 | 1.5691 | -3.9914 | 0 | 0 | 0 | 3.9914 | 4.6415 | 0 | 0 | 0 | 2.4307 | 0 | 0 | 0 | 0 | 0 | 0.65012 | 3.0808 | 4.6415 | 0
137 | 17.74 | 0.39909 | 0.35 | 0.35 | 0.35 | 0 | 0 | 0 | 0 | 0 | 0 | 0.85075 | 0 | 0 | 0.85075 | 0.85075 | 0.85075 | -1.009 | 0 | 0 | 0 | 1.009 | 2.6786 | 0 | 0 | 0 | 1.1514 | 0 | 0 | 0 | 0 | 0 | 1.6696 | 2.821 | 2.6786 | 0
138 | 15.75 | 0.40009 | 0.35 | 0.35 | 0.35 | 0 | 0 | 0 | 0 | 0 | 0 | 1.3323 | 0 | 10 | 1.3323 | 1.3323 | 11.3323 | 0 | 0 | 0 | 0 | 0 | 1.5417 | 0 | 0 | 0 | 0.57569 | 0 | 0 | 0 | 0 | 1.5981 | 3.1398 | 3.7155 | 1.5417 | 0
139 | 14.64 | 0.40397 | 0.35 | 0.35 | 0.35 | 0 | 0 | 0 | 0 | 0 | 0 | 1.9991 | 0 | 0 | 1.9991 | 1.9991 | 1.9991 | 0 | 0 | 0 | 0 | 0 | 1.5417 | 0 | 0 | 0 | 1.0234 | 0 | 0 | 0 | 0 | 2.4182 | 3.9598 | 4.9833 | 1.5417 | 0
140 | 12.03 | 0.42188 | 0.35 | 0.35 | 0.35 | 0 | 0 | 0 | 0 | 0 | 0 | 2.2077 | 0 | 0 | 2.2077 | 2.2077 | 2.2077 | 0 | 0 | 0 | 0 | 0 | 1.5417 | 0 | 0 | 0 | 1.7271 | 0 | 0 | 0 | 0 | 4.3464 | 5.888 | 7.6151 | 1.5417 | 0
141 | 10.96 | 0.43188 | 0.35 | 0.35 | 0.35 | 0 | 0 | 0 | 0 | 0 | 0 | 1.7804 | 0 | 0 | 1.7804 | 1.7804 | 1.7804 | 0 | 0 | 0 | 0 | 0 | 1.5417 | 0 | 0 | 0 | 1.4712 | 0 | 0 | 0 | 0 | 5.1369 | 6.6785 | 8.1497 | 1.5417 | 0
142 | 10.61 | 0.4149 | 0.35 | 0.35 | 0.35 | 0 | 0 | 0 | 0 | 0 | 0 | 1.3403 | 0 | 0 | 1.3403 | 1.3403 | 1.3403 | 0 | 0 | 0 | 0 | 0 | 1.5417 | 0 | 0 | 0 | 5.2887 | 0 | 0 | 0 | 0 | 0.68245 | 6.9371 | 7.5128 | 1.5417 | 0
143 | 9.97 | 0.4016 | 0.35 | 0.35 | 0.35 | 0 | 0 | 0 | 0 | 0 | 0 | 1.1838 | 0 | 0 | 1.1838 | 1.1838 | 1.1838 | 0 | 0 | 0 | 0 | 0 | 1.5417 | 0 | 0 | 0 | 5.8683 | 0 | 0 | 0 | 0 | 0 | 7.4099 | 7.4099 | 1.5417 | 0
144 | 9.56 | 0.39298 | 0.35 | 0.35 | 0.35 | 0 | 0 | 0 | 0 | 0 | 0 | 0.53183 | 0 | 0 | 0.53183 | 0.53183 | 0.53183 | 0 | 0 | 0 | 0 | 0 | 1.5417 | 0 | 0 | 0 | 6.1712 | 0 | 0 | 0 | 0 | 0 | 7.7128 | 7.7128 | 1.5417 | 0
145 | 9.24 | 0.39792 | 0.35 | 0.35 | 0.35 | 0 | 0 | 0 | 0 | 0 | 0 | 0.48611 | 0 | 0 | 0.48611 | 0.48611 | 0.48611 | 0 | 0 | 0 | 0 | 0 | 1.5417 | 0 | 0 | 0 | 3.4525 | 0 | 0 | 0 | 0 | 0 | 4.9941 | 4.9941 | 1.5417 | 0
146 | 9.03 | 0.40217 | 0.35 | 0.35 | 0.35 | 0 | 0 | 0 | 0 | 0 | 0 | 0.51341 | 0 | 0 | 0.51341 | 0.51341 | 0.51341 | 0 | 0 | 0 | 0 | 0 | 1.5417 | 0 | 0 | 0 | 3.6076 | 0 | 0 | 0 | 0 | 0 | 5.1493 | 5.1493 | 1.5417 | 0
147 | 8.81 | 0.40708 | 0.35 | 0.35 | 0.35 | 0 | 0 | 0 | 0 | 0 | 0 | 0.55469 | 0 | 0 | 0.55469 | 0.55469 | 0.55469 | 0 | 0 | 0 | 0 | 0 | 1.5417 | 0 | 0 | 0 | 3.7701 | 0 | 0 | 0 | 0 | 0 | 5.3118 | 5.3118 | 1.5417 | 0
148 | 8.54 | 0.41501 | 0.35 | 0.35 | 0.35 | 0 | 0 | 0 | 0 | 0 | 0 | 0.71689 | 0 | 0 | 0.71689 | 0.71689 | 0.71689 | 0 | 0 | 0 | 0 | 0 | 1.5417 | 0 | 0 | 0 | 3.9696 | 0 | 0 | 0 | 0 | 0 | 5.5113 | 5.5113 | 1.5417 | 0
149 | 9.05 | 0.40616 | 0.35 | 0.35 | 0.35 | 0 | 0 | 0 | 0 | 0 | 0 | 0.89822 | 0 | 0 | 0.89822 | 0.89822 | 0.89822 | 0 | 0 | 0 | 0 | 0 | 1.8131 | 0 | 0 | 0 | 3.3214 | 0 | 0 | 0 | 0 | 0 | 5.1345 | 5.1345 | 1.8131 | 0
150 | 9.97 | 0.363 | 0.35 | 0.35 | 0.35 | 0 | 0 | 0 | 0 | 0 | 0 | 0.66241 | 0 | 0 | 0.66241 | 0.66241 | 0.66241 | 0 | 0 | 0 | 0 | 0 | 2.2957 | 0 | 0 | 0 | 5.1143 | 0 | 0 | 0 | 0 | 0 | 7.4099 | 7.4099 | 2.2957 | 0
151 | 10.46 | 0.31562 | 0.35 | 0.35 | 0.35 | 0 | 0 | 0 | 0 | 0 | 0 | 0.54943 | 0 | 0 | 0.54943 | 0.54943 | 0.54943 | 0 | 0 | 0 | 0 | 0 | 2.7481 | 0 | 0 | 0 | 16.5171 | 0 | 0 | 0 | 0 | 0 | 7.0479 | 19.2652 | 2.7481 | 0
152 | 10.93 | 0.28537 | 0.35 | 0.35 | 0.35 | 0 | 0 | 0 | 0 | 0 | 0 | 0.62758 | 0 | 0 | 0.62758 | 0.62758 | 0.62758 | 0 | 0 | 0 | 0 | 0 | 4.5451 | 0 | 0 | 0 | 3.307 | 0 | 0 | 0 | 0 | 0 | 6.7007 | 7.8521 | 4.5451 | 0
153 | 11.47 | 0.25031 | 0.35 | 0.35 | 0.35 | 0 | 0 | 0 | 0 | 0 | 0 | 0.79938 | 0 | 0 | 0.79938 | 0.79938 | 0.79938 | 0 | 0 | 0 | 0 | 0 | 6.3018 | 0 | 0 | 0 | 0.44776 | 0 | 0 | 0 | 0 | 0 | 6.3018 | 6.7495 | 7.0935 | 0
154 | 13.09 | 0.2398 | 0.35 | 0.35 | 0.35 | 0 | 0 | 0 | 0 | 0 | 0 | 0.61495 | 0 | 0 | 0.61495 | 0.61495 | 0.61495 | 0 | 0 | 0 | 0 | 0 | 5.1049 | 0 | 0 | 0 | 0.51172 | 0 | 0 | 0 | 0 | 0 | 5.1049 | 5.6167 | 6.9228 | 0
155 | 14.66 | 0.22923 | 0.35 | 0.35 | 0.35 | 0 | 0 | 0 | 0 | 0 | 0 | 0.64072 | 0 | 0 | 0.64072 | 0.64072 | 0.64072 | -5.3337 | 0 | 0 | 0 | 5.3337 | 9.2787 | 0 | 0 | 0 | 0.51172 | 0 | 0 | 0 | 0 | 0 | 3.9451 | 4.4568 | 9.4378 | 0
156 | 15.31 | 0.23218 | 0.35 | 0.35 | 0.35 | 0 | 0 | 0 | 0 | 0 | 0 | 0.63408 | 0 | 0 | 0.63408 | 0.63408 | 0.63408 | -4.8812 | 0 | 0 | 0 | 4.8812 | 8.346 | 0 | 0 | 0 | 5.1172 | 0 | 0 | 0 | 0 | 0 | 3.4649 | 8.5821 | 8.346 | 0
157 | 15.84 | 0.23821 | 0.35 | 0.35 | 0.35 | 0 | 0 | 0 | 0 | 0 | 0 | 1.0026 | 0 | 0 | 1.0026 | 1.0026 | 1.0026 | -4.4658 | 0 | 0 | 0 | 4.4658 | 7.5391 | 0 | 0 | 0 | 0 | 0 | 0 | 0 | 0 | 0 | 3.0733 | 3.0733 | 7.5391 | 0
158 | 15.89 | 0.26949 | 0.35 | 0.35 | 0.35 | 0 | 0 | 0 | 0 | 0 | 0 | 0.65726 | 0 | 0 | 0.65726 | 0.65726 | 0.65726 | -3.3076 | 0 | 0 | 0 | 3.3076 | 6.344 | 0 | 0 | 0 | 0 | 0 | 0 | 0 | 0 | 0 | 3.0364 | 3.0364 | 6.344 | 0
159 | 16.03 | 0.35349 | 0.35 | 0.35 | 0.35 | 0 | 0 | 0 | 0 | 0 | 0 | 0.86877 | 0 | 0 | 0.86877 | 0.86877 | 0.86877 | -0.04903 | 0 | 0 | 0 | 0.04903 | 2.982 | 0 | 0 | 0 | 0.63965 | 0 | 0 | 0 | 0 | 0 | 2.9329 | 3.5726 | 2.982 | 0
160 | 15.83 | 0.42439 | 0.35 | 0.35 | 0.35 | 0 | 0 | 0 | 0 | 0 | 0 | 1.0516 | 0 | 0 | 1.0516 | 1.0516 | 1.0516 | -1.6472 | 0 | 0 | 0 | 1.6472 | 4.7279 | 0 | 0 | 0 | 0.57569 | 0 | 0 | 0 | 0 | 0 | 3.0807 | 3.6564 | 4.7279 | 0
161 | 15.06 | 0.4332 | 0.35 | 0.35 | 0.35 | 0 | 0 | 0 | 0 | 0 | 0 | 0.6178 | 0 | 0 | 0.6178 | 0.6178 | 0.6178 | 0 | 0 | 0 | 0 | 0 | 2.7174 | 0 | 0 | 0 | 0 | 0 | 0 | 0 | 0 | 0.9322 | 3.6496 | 3.6496 | 2.7174 | 0
162 | 13.64 | 0.42029 | 0.35 | 0.35 | 0.35 | 0 | 0 | 0 | 0 | 0 | 0 | 1.0205 | 0 | 0 | 1.0205 | 1.0205 | 1.0205 | 0 | 0 | 0 | 0 | 0 | 1.5417 | 0 | 0 | 0 | 0.95947 | 0 | 0 | 0 | 0 | 3.1569 | 4.6986 | 5.6581 | 1.5417 | 0
163 | 12.08 | 0.4089 | 0.35 | 0.35 | 0.35 | 0 | 0 | 0 | 0 | 0 | 0 | 2.0907 | 0 | 0 | 2.0907 | 2.0907 | 2.0907 | 0 | 0 | 0 | 0 | 0 | 1.5417 | 0 | 0 | 0 | 1.0874 | 0 | 0 | 0 | 0 | 4.3094 | 5.8511 | 6.9385 | 1.5417 | 0
164 | 11.21 | 0.39119 | 0.35 | 0.35 | 0.35 | 0 | 0 | 0 | 0 | 0 | 0 | 2.2319 | 0 | 0 | 2.2319 | 2.2319 | 2.2319 | 0 | 0 | 0 | 0 | 0 | 1.5417 | 0 | 0 | 0 | 1.4712 | 0 | 0 | 0 | 0 | 4.9522 | 6.4938 | 7.965 | 1.5417 | 0
165 | 10.8 | 0.36218 | 0.35 | 0.35 | 0.35 | 0 | 0 | 0 | 0 | 0 | 0 | 1.5106 | 0 | 0 | 1.5106 | 1.5106 | 1.5106 | 0 | 0 | 0 | 0 | 0 | 1.5417 | 0 | 0 | 0 | 6.0351 | 0 | 0 | 0 | 0 | 0.81906 | 6.7967 | 8.3959 | 1.5417 | 0
166 | 10.44 | 0.3472 | 0.35 | 0.35 | 0.35 | 0 | 0 | 0 | 0 | 0 | 0 | 2.289 | 0 | 0 | 2.289 | 2.289 | 2.289 | 0 | 0 | 0 | 0 | 0 | 1.5417 | 0 | 0 | 0 | 5.521 | 0 | 0 | 0 | 0 | 0 | 7.0627 | 7.0627 | 1.5417 | 0
167 | 9.88 | 0.32984 | 0.35 | 0.35 | 0.35 | 0 | 0 | 0 | 0 | 0 | 0 | 2.2735 | 0 | 0 | 2.2735 | 2.2735 | 2.2735 | 0 | 0 | 0 | 0 | 0 | 1.5417 | 0 | 0 | 0 | 5.9347 | 0 | 0 | 0 | 0 | 0 | 7.4764 | 7.4764 | 1.5417 | 0

## BAU_ts_plot_winter
| Temp. air in °C | CO2 eq. [kg/kWh] | elec. price household [€/kWh] | elec. price heating [€/kWh] | elec. price e-mob. [€/kWh] | Helper variable: neg. sum el | Feed-in | Battery-charge | Battery-discharge | PV | PV curtailed | Grid-demand | Grid-heatpump | Grid-eMob | El. Demand | El. Demand with heating / AC | Total El. Demand incl. EV charging | Helper variable: neg. sum th | Dhw-storage-charge | Buffer-storage-charge | Buffer-storage-charge-HT | Th. inertia-charge | Heat gains used | Solar-thermal | Heatpump-el | Heatpump-ambient heat | Gas boiler | Direct el. heater | Dhw-storage-discharge | Buffer-storage-discharge | Buffer-storage-discharge-HT | Th. inertia-discharge | Roomheat Demand | Th. Demand | Heat gains | Qmax solar-thermal
0 | -6.23 | 0.29876 | 0.35 | 0.35 | 0.35 | 0 | 0 | 0 | 0 | 0 | 0 | 0.93539 | 0 | 0 | 0.93539 | 0.93539 | 0.93539 | 0 | 0 | 0 | 0 | 0 | 1.5417 | 0 | 0 | 0 | 17.8364 | 0 | 0 | 0 | 0 | 0 | 19.3781 | 19.3781 | 1.5417 | 0
1 | -6.13 | 0.29809 | 0.35 | 0.35 | 0.35 | 0 | 0 | 0 | 0 | 0 | 0 | 0.58565 | 0 | 0 | 0.58565 | 0.58565 | 0.58565 | 0 | 0 | 0 | 0 | 0 | 1.5417 | 0 | 0 | 0 | 14.8074 | 0 | 0 | 0 | 0 | 0 | 16.3491 | 16.3491 | 1.5417 | 0
2 | -6.36 | 0.30072 | 0.35 | 0.35 | 0.35 | 0 | 0 | 0 | 0 | 0 | 0 | 0.54864 | 0 | 0 | 0.54864 | 0.54864 | 0.54864 | 0 | 0 | 0 | 0 | 0 | 1.5417 | 0 | 0 | 0 | 14.9774 | 0 | 0 | 0 | 0 | 0 | 16.519 | 16.519 | 1.5417 | 0
3 | -7.39 | 0.31648 | 0.35 | 0.35 | 0.35 | 0 | 0 | 0 | 0 | 0 | 0 | 0.58366 | 0 | 0 | 0.58366 | 0.58366 | 0.58366 | 0 | 0 | 0 | 0 | 0 | 1.5417 | 0 | 0 | 0 | 15.7383 | 0 | 0 | 0 | 0 | 0 | 17.28 | 17.28 | 1.5417 | 0
4 | -6.98 | 0.32539 | 0.35 | 0.35 | 0.35 | 0 | 0 | 0 | 0 | 0 | 0 | 0.53379 | 0 | 0 | 0.53379 | 0.53379 | 0.53379 | 0 | 0 | 0 | 0 | 0 | 1.5417 | 0 | 0 | 0 | 15.4354 | 0 | 0 | 0 | 0 | 0 | 16.9771 | 16.9771 | 1.5417 | 0
5 | -4.58 | 0.32575 | 0.35 | 0.35 | 0.35 | 0 | 0 | 0 | 0 | 0 | 0 | 0.52968 | 0 | 0 | 0.52968 | 0.52968 | 0.52968 | 0 | 0 | 0 | 0 | 0 | 1.5417 | 0 | 0 | 0 | 14.366 | 0 | 0 | 0 | 0 | 0 | 15.204 | 15.9076 | 1.5417 | 0
6 | -2.36 | 0.32848 | 0.35 | 0.35 | 0.35 | 0 | 0 | 0 | 0 | 0 | 0 | 0.65616 | 0 | 0 | 0.65616 | 0.65616 | 0.65616 | 0 | 0 | 0 | 0 | 0 | 1.5417 | 0 | 0 | 0 | 14.9774 | 0 | 0 | 0 | 0 | 0 | 16.519 | 16.519 | 1.5417 | 0
7 | -1.92 | 0.3372 | 0.35 | 0.35 | 0.35 | 0 | 0 | 0 | 0 | 0 | 0 | 0.87298 | 0 | 0 | 0.87298 | 0.87298 | 0.87298 | 0 | 0 | 0 | 0 | 0 | 1.8763 | 0 | 0 | 0 | 27.4945 | 0 | 0 | 0 | 0 | 0 | 16.194 | 29.3708 | 1.8763 | 0
8 | -0.72 | 0.3301 | 0.35 | 0.35 | 0.35 | 0 | 0 | 0 | 0 | 0 | 0 | 0.54373 | 0 | 0 | 0.54373 | 0.54373 | 0.54373 | 0 | 0 | 0 | 0 | 0 | 4.8811 | 0 | 0 | 0 | 11.5777 | 0 | 0 | 0 | 0 | 0 | 15.3074 | 16.4588 | 4.8811 | 0
9 | 0.2 | 0.31227 | 0.35 | 0.35 | 0.35 | 0 | 0 | 0 | 0 | 0 | 0 | 0.68966 | 0 | 0 | 0.68966 | 0.68966 | 0.68966 | 0 | 0 | 0 | 0 | 0 | 5.4808 | 0 | 0 | 0 | 9.1469 | 0 | 0 | 0 | 0 | 0 | 14.6278 | 14.6278 | 5.4808 | 0
10 | 1.26 | 0.30851 | 0.35 | 0.35 | 0.35 | 0 | 0 | 0 | 0 | 0 | 0 | 0.66813 | 0 | 0 | 0.66813 | 0.66813 | 0.66813 | 0 | 0 | 0 | 0 | 0 | 6.3216 | 0 | 0 | 0 | 7.5231 | 0 | 0 | 0 | 0 | 0 | 13.8447 | 13.8447 | 6.3216 | 0
11 | 2.14 | 0.30696 | 0.35 | 0.35 | 0.35 | 0 | 0 | 0 | 0 | 0 | 0 | 0.86477 | 0 | 0 | 0.86477 | 0.86477 | 0.86477 | 0 | 0 | 0 | 0 | 0 | 3.8639 | 0 | 0 | 0 | 9.7784 | 0 | 0 | 0 | 0 | 0 | 13.1945 | 13.6423 | 3.8639 | 0
12 | 3.03 | 0.30731 | 0.35 | 0.35 | 0.35 | 0 | 0 | 0 | 0 | 0 | 0 | 0.84828 | 0 | 0 | 0.84828 | 0.84828 | 0.84828 | 0 | 0 | 0 | 0 | 0 | 2.9983 | 0 | 0 | 0 | 12.3532 | 0 | 0 | 0 | 0 | 0 | 12.537 | 15.3515 | 2.9983 | 0
13 | 3.09 | 0.31313 | 0.35 | 0.35 | 0.35 | 0 | 0 | 0 | 0 | 0 | 0 | 0.70919 | 0 | 0 | 0.70919 | 0.70919 | 0.70919 | 0 | 0 | 0 | 0 | 0 | 4.0193 | 0 | 0 | 0 | 8.4734 | 0 | 0 | 0 | 0 | 0 | 12.4927 | 12.4927 | 4.0193 | 0
14 | 2.57 | 0.32584 | 0.35 | 0.35 | 0.35 | 0 | 0 | 0 | 0 | 0 | 0 | 0.5073 | 0 | 0 | 0.5073 | 0.5073 | 0.5073 | 0 | 0 | 0 | 0 | 0 | 2.2628 | 0 | 0 | 0 | 10.6141 | 0 | 0 | 0 | 0 | 0 | 12.8769 | 12.8769 | 2.2628 | 0
15 | 2.03 | 0.33594 | 0.35 | 0.35 | 0.35 | 0 | 0 | 0 | 0 | 0 | 0 | 1.4648 | 0 | 0 | 1.4648 | 1.4648 | 1.4648 | 0 | 0 | 0 | 0 | 0 | 2.3125 | 0 | 0 | 0 | 11.9228 | 0 | 0 | 0 | 0 | 0 | 13.2758 | 14.2353 | 2.3125 | 0
16 | 1.53 | 0.33768 | 0.35 | 0.35 | 0.35 | 0 | 0 | 0 | 0 | 0 | 0 | 0.85097 | 0 | 0 | 0.85097 | 0.85097 | 0.85097 | 0 | 0 | 0 | 0 | 0 | 1.5417 | 0 | 0 | 0 | 12.1035 | 0 | 0 | 0 | 0 | 0 | 13.6452 | 13.6452 | 1.5417 | 0
17 | 0.97 | 0.33437 | 0.35 | 0.35 | 0.35 | 0 | 0 | 0 | 0 | 0 | 0 | 1.9906 | 0 | 0 | 1.9906 | 1.9906 | 1.9906 | 0 | 0 | 0 | 0 | 0 | 1.5417 | 0 | 0 | 0 | 12.901 | 0 | 0 | 0 | 0 | 0 | 14.0589 | 14.4427 | 1.5417 | 0
18 | 0.7 | 0.33009 | 0.35 | 0.35 | 0.35 | 0 | 0 | 0 | 0 | 0 | 0 | 1.7493 | 0 | 0.76923 | 1.7493 | 1.7493 | 2.5185 | 0 | 0 | 0 | 0 | 0 | 1.5417 | 0 | 0 | 0 | 13.3564 | 0 | 0 | 0 | 0 | 0 | 14.2584 | 14.898 | 1.5417 | 0
19 | 0.92 | 0.32409 | 0.35 | 0.35 | 0.35 | 0 | 0 | 0 | 0 | 0 | 0 | 1.7802 | 0 | 10.7692 | 1.7802 | 1.7802 | 12.5494 | 0 | 0 | 0 | 0 | 0 | 1.5417 | 0 | 0 | 0 | 12.938 | 0 | 0 | 0 | 0 | 0 | 14.0958 | 14.4796 | 1.5417 | 0
20 | 0.91 | 0.32521 | 0.35 | 0.35 | 0.35 | 0 | 0 | 0 | 0 | 0 | 0 | 2.123 | 0 | 0.76923 | 2.123 | 2.123 | 2.8923 | 0 | 0 | 0 | 0 | 0 | 1.5417 | 0 | 0 | 0 | 13.0093 | 0 | 0 | 0 | 0 | 0 | 14.1032 | 14.551 | 1.5417 | 0
21 | 0.64 | 0.33235 | 0.35 | 0.35 | 0.35 | 0 | 0 | 0 | 0 | 0 | 0 | 1.3967 | 0 | 0.76923 | 1.3967 | 1.3967 | 2.1659 | 0 | 0 | 0 | 0 | 0 | 1.5417 | 0 | 0 | 0 | 14.9358 | 0 | 0 | 0 | 0 | 0 | 14.3027 | 16.4775 | 1.5417 | 0
22 | 0.67 | 0.33644 | 0.35 | 0.35 | 0.35 | 0 | 0 | 0 | 0 | 0 | 0 | 1.4807 | 0 | 0.76923 | 1.4807 | 1.4807 | 2.2499 | 0 | 0 | 0 | 0 | 0 | 1.5417 | 0 | 0 | 0 | 13.2506 | 0 | 0 | 0 | 0 | 0 | 14.2805 | 14.7923 | 1.5417 | 0
23 | 0.64 | 0.33602 | 0.35 | 0.35 | 0.35 | 0 | 0 | 0 | 0 | 0 | 0 | 3.8814 | 0 | 0.76923 | 3.8814 | 3.8814 | 4.6506 | 0 | 0 | 0 | 0 | 0 | 1.5417 | 0 | 0 | 0 | 12.761 | 0 | 0 | 0 | 0 | 0 | 14.3027 | 14.3027 | 1.5417 | 0
24 | 0.66 | 0.33959 | 0.35 | 0.35 | 0.35 | 0 | 0 | 0 | 0 | 0 | 0 | 2.1913 | 0 | 0.76923 | 2.1913 | 2.1913 | 2.9606 | 0 | 0 | 0 | 0 | 0 | 1.5417 | 0 | 0 | 0 | 12.7463 | 0 | 0 | 0 | 0 | 0 | 14.2879 | 14.2879 | 1.5417 | 0
25 | 0.49 | 0.33933 | 0.35 | 0.35 | 0.35 | 0 | 0 | 0 | 0 | 0 | 0 | 2.5364 | 0 | 0.76923 | 2.5364 | 2.5364 | 3.3057 | 0 | 0 | 0 | 0 | 0 | 1.5417 | 0 | 0 | 0 | 9.9167 | 0 | 0 | 0 | 0 | 0 | 11.4584 | 11.4584 | 1.5417 | 0
26 | 0.39 | 0.34163 | 0.35 | 0.35 | 0.35 | 0 | 0 | 0 | 0 | 0 | 0 | 0.68366 | 0 | 0.76923 | 0.68366 | 0.68366 | 1.4529 | 0 | 0 | 0 | 0 | 0 | 1.5417 | 0 | 0 | 0 | 9.9906 | 0 | 0 | 0 | 0 | 0 | 11.5323 | 11.5323 | 1.5417 | 0
27 | 0.23 | 0.34626 | 0.35 | 0.35 | 0.35 | 0 | 0 | 0 | 0 | 0 | 0 | 0.63665 | 0 | 0.76923 | 0.63665 | 0.63665 | 1.4059 | 0 | 0 | 0 | 0 | 0 | 1.5417 | 0 | 0 | 0 | 10.1088 | 0 | 0 | 0 | 0 | 0 | 11.6505 | 11.6505 | 1.5417 | 0
28 | 0.14 | 0.34623 | 0.35 | 0.35 | 0.35 | 0 | 0 | 0 | 0 | 0 | 0 | 0.55057 | 0 | 0.76923 | 0.55057 | 0.55057 | 1.3198 | 0 | 0 | 0 | 0 | 0 | 1.5417 | 0 | 0 | 0 | 10.1753 | 0 | 0 | 0 | 0 | 0 | 11.717 | 11.717 | 1.5417 | 0
29 | 0.11 | 0.36061 | 0.35 | 0.35 | 0.35 | 0 | 0 | 0 | 0 | 0 | 0 | 0.62327 | 0 | 0.76923 | 0.62327 | 0.62327 | 1.3925 | 0 | 0 | 0 | 0 | 0 | 1.5417 | 0 | 0 | 0 | 10.1975 | 0 | 0 | 0 | 0 | 0 | 11.7392 | 11.7392 | 1.5417 | 0
30 | -0.06 | 0.36837 | 0.35 | 0.35 | 0.35 | 0 | 0 | 0 | 0 | 0 | 0 | 0.8864 | 0 | 0.76923 | 0.8864 | 0.8864 | 1.6556 | 0 | 0 | 0 | 0 | 0 | 1.5417 | 0 | 0 | 0 | 13.2782 | 0 | 0 | 0 | 0 | 0 | 14.8198 | 14.8198 | 1.5417 | 0
31 | 0.31 | 0.36549 | 0.35 | 0.35 | 0.35 | 0 | 0 | 0 | 0 | 0 | 0 | 0.7035 | 0 | 0.76923 | 0.7035 | 0.7035 | 1.4727 | 0 | 0 | 0 | 0 | 0 | 1.6773 | 0 | 0 | 0 | 19.9693 | 0 | 0 | 0 | 0 | 0 | 14.5465 | 21.6466 | 1.6773 | 0
32 | 0.44 | 0.35173 | 0.35 | 0.35 | 0.35 | 0 | 0 | 0 | 0 | 0 | 0 | 0.9969 | 0 | 0 | 0.9969 | 0.9969 | 0.9969 | 0 | 0 | 0 | 0 | 0 | 5.8685 | 0 | 0 | 0 | 8.582 | 0 | 0 | 0 | 0 | 0 | 14.4505 | 14.4505 | 5.8685 | 0
33 | 0.73 | 0.33357 | 0.35 | 0.35 | 0.35 | 0 | 0 | 0 | 0 | 0 | 0 | 1.0899 | 0 | 0 | 1.0899 | 1.0899 | 1.0899 | 0 | 0 | 0 | 0 | 0 | 5.7125 | 0 | 0 | 0 | 8.5237 | 0 | 0 | 0 | 0 | 0 | 14.2362 | 14.2362 | 5.7125 | 0
34 | 1.51 | 0.32697 | 0.35 | 0.35 | 0.35 | 0 | 0 | 0 | 0 | 0 | 0 | 0.91444 | 0 | 0 | 0.91444 | 0.91444 | 0.91444 | 0 | 0 | 0 | 0 | 0 | 4.0856 | 0 | 0 | 0 | 9.5743 | 0 | 0 | 0 | 0 | 0 | 13.66 | 13.66 | 4.0856 | 0
35 | 2.23 | 0.31657 | 0.35 | 0.35 | 0.35 | 0 | 0 | 0 | 0 | 0 | 0 | 0.82854 | 0 | 0 | 0.82854 | 0.82854 | 0.82854 | 0 | 0 | 0 | 0 | 0 | 3.9644 | 0 | 0 | 0 | 9.1637 | 0 | 0 | 0 | 0 | 0 | 13.128 | 13.128 | 3.9644 | 0
36 | 2.46 | 0.31367 | 0.35 | 0.35 | 0.35 | 0 | 0 | 0 | 0 | 0 | 0 | 0.88028 | 0 | 0 | 0.88028 | 0.88028 | 0.88028 | 0 | 0 | 0 | 0 | 0 | 4.4573 | 0 | 0 | 0 | 8.8846 | 0 | 0 | 0 | 0 | 0 | 12.9581 | 13.3419 | 4.4573 | 0
37 | 2.67 | 0.31311 | 0.35 | 0.35 | 0.35 | 0 | 0 | 0 | 0 | 0 | 0 | 0.52163 | 0 | 0 | 0.52163 | 0.52163 | 0.52163 | 0 | 0 | 0 | 0 | 0 | 5.3092 | 0 | 0 | 0 | 9.0289 | 0 | 0 | 0 | 0 | 0 | 12.803 | 14.3381 | 5.3092 | 0
38 | 3.16 | 0.31912 | 0.35 | 0.35 | 0.35 | 0 | 0 | 0 | 0 | 0 | 0 | 0.56768 | 0 | 0 | 0.56768 | 0.56768 | 0.56768 | 0 | 0 | 0 | 0 | 0 | 2.2339 | 0 | 0 | 0 | 10.8467 | 0 | 0 | 0 | 0 | 0 | 12.441 | 13.0806 | 2.2339 | 0
39 | 2.95 | 0.31141 | 0.35 | 0.35 | 0.35 | 0 | 0 | 0 | 0 | 0 | 0 | 0.95414 | 0 | 0 | 0.95414 | 0.95414 | 0.95414 | 0 | 0 | 0 | 0 | 0 | 1.7655 | 0 | 0 | 0 | 11.9181 | 0 | 0 | 0 | 0 | 0 | 12.5961 | 13.6835 | 1.7655 | 0
40 | 2.48 | 0.30885 | 0.35 | 0.35 | 0.35 | 0 | 0 | 0 | 0 | 0 | 0 | 1.5215 | 0 | 0 | 1.5215 | 1.5215 | 1.5215 | 0 | 0 | 0 | 0 | 0 | 1.5417 | 0 | 0 | 0 | 11.4017 | 0 | 0 | 0 | 0 | 0 | 12.9434 | 12.9434 | 1.5417 | 0
41 | 2.23 | 0.31598 | 0.35 | 0.35 | 0.35 | 0 | 0 | 0 | 0 | 0 | 0 | 0.83324 | 0 | 0 | 0.83324 | 0.83324 | 0.83324 | 0 | 0 | 0 | 0 | 0 | 1.5417 | 0 | 0 | 0 | 11.5864 | 0 | 0 | 0 | 0 | 0 | 13.128 | 13.128 | 1.5417 | 0
42 | 2.12 | 0.31306 | 0.35 | 0.35 | 0.35 | 0 | 0 | 0 | 0 | 0 | 0 | 1.4346 | 0 | 0.76923 | 1.4346 | 1.4346 | 2.2038 | 0 | 0 | 0 | 0 | 0 | 1.5417 | 0 | 0 | 0 | 13.3307 | 0 | 0 | 0 | 0 | 0 | 13.2093 | 14.8724 | 1.5417 | 0
43 | 2.12 | 0.30488 | 0.35 | 0.35 | 0.35 | 0 | 0 | 0 | 0 | 0 | 0 | 1.8976 | 0 | 0.76923 | 1.8976 | 1.8976 | 2.6669 | 0 | 0 | 0 | 0 | 0 | 1.5417 | 0 | 0 | 0 | 12.6271 | 0 | 0 | 0 | 0 | 0 | 13.2093 | 14.1688 | 1.5417 | 0
44 | 2.02 | 0.29454 | 0.35 | 0.35 | 0.35 | 0 | 0 | 0 | 0 | 0 | 0 | 1.0452 | 0 | 0.76923 | 1.0452 | 1.0452 | 1.8144 | 0 | 0 | 0 | 0 | 0 | 1.5417 | 0 | 0 | 0 | 12.8289 | 0 | 0 | 0 | 0 | 0 | 13.2832 | 14.3706 | 1.5417 | 0
45 | 1.95 | 0.29434 | 0.35 | 0.35 | 0.35 | 0 | 0 | 0 | 0 | 0 | 0 | 1.1911 | 0 | 0.76923 | 1.1911 | 1.1911 | 1.9604 | 0 | 0 | 0 | 0 | 0 | 1.5417 | 0 | 0 | 0 | 11.7932 | 0 | 0 | 0 | 0 | 0 | 13.3349 | 13.3349 | 1.5417 | 0
46 | 2.04 | 0.28411 | 0.35 | 0.35 | 0.35 | 0 | 0 | 0 | 0 | 0 | 0 | 0.9809 | 0 | 0.76923 | 0.9809 | 0.9809 | 1.7501 | 0 | 0 | 0 | 0 | 0 | 1.5417 | 0 | 0 | 0 | 11.7268 | 0 | 0 | 0 | 0 | 0 | 13.2684 | 13.2684 | 1.5417 | 0
47 | 2.06 | 0.26762 | 0.35 | 0.35 | 0.35 | 0 | 0 | 0 | 0 | 0 | 0 | 0.97101 | 0 | 0.76923 | 0.97101 | 0.97101 | 1.7402 | 0 | 0 | 0 | 0 | 0 | 1.5417 | 0 | 0 | 0 | 11.712 | 0 | 0 | 0 | 0 | 0 | 13.2536 | 13.2536 | 1.5417 | 0
48 | 1.98 | 0.26448 | 0.35 | 0.35 | 0.35 | 0 | 0 | 0 | 0 | 0 | 0 | 0.76925 | 0 | 10.7692 | 0.76925 | 0.76925 | 11.5385 | 0 | 0 | 0 | 0 | 0 | 1.5417 | 0 | 0 | 0 | 11.7711 | 0 | 0 | 0 | 0 | 0 | 13.3127 | 13.3127 | 1.5417 | 0
49 | 1.87 | 0.27359 | 0.35 | 0.35 | 0.35 | 0 | 0 | 0 | 0 | 0 | 0 | 0.52409 | 0 | 0.76923 | 0.52409 | 0.52409 | 1.2933 | 0 | 0 | 0 | 0 | 0 | 1.5417 | 0 | 0 | 0 | 8.8972 | 0 | 0 | 0 | 0 | 0 | 10.4389 | 10.4389 | 1.5417 | 0
50 | 1.81 | 0.26822 | 0.35 | 0.35 | 0.35 | 0 | 0 | 0 | 0 | 0 | 0 | 0.5368 | 0 | 0.76923 | 0.5368 | 0.5368 | 1.306 | 0 | 0 | 0 | 0 | 0 | 1.5417 | 0 | 0 | 0 | 8.9416 | 0 | 0 | 0 | 0 | 0 | 10.4832 | 10.4832 | 1.5417 | 0
51 | 1.87 | 0.2653 | 0.35 | 0.35 | 0.35 | 0 | 0 | 0 | 0 | 0 | 0 | 0.55024 | 0 | 0.76923 | 0.55024 | 0.55024 | 1.3195 | 0 | 0 | 0 | 0 | 0 | 1.5417 | 0 | 0 | 0 | 9.409 | 0 | 0 | 0 | 0 | 0 | 10.4389 | 10.9506 | 1.5417 | 0
52 | 1.93 | 0.26843 | 0.35 | 0.35 | 0.35 | 0 | 0 | 0 | 0 | 0 | 0 | 0.57263 | 0 | 0.76923 | 0.57263 | 0.57263 | 1.3419 | 0 | 0 | 0 | 0 | 0 | 1.5417 | 0 | 0 | 0 | 8.8529 | 0 | 0 | 0 | 0 | 0 | 10.3946 | 10.3946 | 1.5417 | 0
53 | 1.9 | 0.28676 | 0.35 | 0.35 | 0.35 | 0 | 0 | 0 | 0 | 0 | 0 | 0.64745 | 0 | 0.76923 | 0.64745 | 0.64745 | 1.4167 | 0 | 0 | 0 | 0 | 0 | 1.5417 | 0 | 0 | 0 | 8.8751 | 0 | 0 | 0 | 0 | 0 | 10.4167 | 10.4167 | 1.5417 | 0
54 | 1.65 | 0.29496 | 0.35 | 0.35 | 0.35 | 0 | 0 | 0 | 0 | 0 | 0 | 0.7756 | 0 | 0.76923 | 0.7756 | 0.7756 | 1.5448 | 0 | 0 | 0 | 0 | 0 | 1.5417 | 0 | 0 | 0 | 12.0149 | 0 | 0 | 0 | 0 | 0 | 13.5565 | 13.5565 | 1.5417 | 0
55 | 2.15 | 0.29948 | 0.35 | 0.35 | 0.35 | 0 | 0 | 0 | 0 | 0 | 0 | 0.86983 | 0 | 0.76923 | 0.86983 | 0.86983 | 1.6391 | 0 | 0 | 0 | 0 | 0 | 1.617 | 0 | 0 | 0 | 18.4783 | 0 | 0 | 0 | 0 | 0 | 13.1872 | 20.0954 | 1.617 | 0
56 | 2.45 | 0.30396 | 0.35 | 0.35 | 0.35 | 0 | 0 | 0 | 0 | 0 | 0 | 0.71318 | 0 | 0 | 0.71318 | 0.71318 | 0.71318 | 0 | 0 | 0 | 0 | 0 | 1.9356 | 0 | 0 | 0 | 11.03 | 0 | 0 | 0 | 0 | 0 | 12.9655 | 12.9655 | 1.9356 | 0
57 | 2.94 | 0.29527 | 0.35 | 0.35 | 0.35 | 0 | 0 | 0 | 0 | 0 | 0 | 0.58065 | 0 | 0 | 0.58065 | 0.58065 | 0.58065 | 0 | 0 | 0 | 0 | 0 | 3.7533 | 0 | 0 | 0 | 8.8502 | 0 | 0 | 0 | 0 | 0 | 12.6035 | 12.6035 | 3.7533 | 0
58 | 3.68 | 0.29101 | 0.35 | 0.35 | 0.35 | 0 | 0 | 0 | 0 | 0 | 0 | 0.56309 | 0 | 0 | 0.56309 | 0.56309 | 0.56309 | 0 | 0 | 0 | 0 | 0 | 4.4075 | 0 | 0 | 0 | 7.6493 | 0 | 0 | 0 | 0 | 0 | 12.0568 | 12.0568 | 4.4075 | 0
59 | 4.11 | 0.29227 | 0.35 | 0.35 | 0.35 | 0 | 0 | 0 | 0 | 0 | 0 | 0.55492 | 0 | 0 | 0.55492 | 0.55492 | 0.55492 | 0 | 0 | 0 | 0 | 0 | 3.9923 | 0 | 0 | 0 | 8.1946 | 0 | 0 | 0 | 0 | 0 | 11.7392 | 12.1869 | 3.9923 | 0
60 | 4.26 | 0.28297 | 0.35 | 0.35 | 0.35 | 0 | 0 | 0 | 0 | 0 | 0 | 0.64636 | 0 | 0 | 0.64636 | 0.64636 | 0.64636 | 0 | 0 | 0 | 0 | 0 | 3.8645 | 0 | 0 | 0 | 12.6891 | 0 | 0 | 0 | 0 | 0 | 11.6283 | 16.5536 | 3.8645 | 0
61 | 3.99 | 0.28787 | 0.35 | 0.35 | 0.35 | 0 | 0 | 0 | 0 | 0 | 0 | 0.74285 | 0 | 0 | 0.74285 | 0.74285 | 0.74285 | 0 | 0 | 0 | 0 | 0 | 2.681 | 0 | 0 | 0 | 10.0423 | 0 | 0 | 0 | 0 | 0 | 11.8278 | 12.7233 | 2.681 | 0
62 | 4.1 | 0.28738 | 0.35 | 0.35 | 0.35 | 0 | 0 | 0 | 0 | 0 | 0 | 0.96063 | 0 | 0 | 0.96063 | 0.96063 | 0.96063 | 0 | 0 | 0 | 0 | 0 | 2.2195 | 0 | 0 | 0 | 10.0388 | 0 | 0 | 0 | 0 | 0 | 11.7465 | 12.2583 | 2.2195 | 0
63 | 3.88 | 0.29 | 0.35 | 0.35 | 0.35 | 0 | 0 | 0 | 0 | 0 | 0 | 0.64375 | 0 | 0 | 0.64375 | 0.64375 | 0.64375 | 0 | 0 | 0 | 0 | 0 | 1.8074 | 0 | 0 | 0 | 10.1017 | 0 | 0 | 0 | 0 | 0 | 11.9091 | 11.9091 | 1.8074 | 0
64 | 3.2 | 0.29717 | 0.35 | 0.35 | 0.35 | 0 | 0 | 0 | 0 | 0 | 0 | 0.85152 | 0 | 0 | 0.85152 | 0.85152 | 0.85152 | 0 | 0 | 0 | 0 | 0 | 1.5417 | 0 | 0 | 0 | 10.8698 | 0 | 0 | 0 | 0 | 0 | 12.4114 | 12.4114 | 1.5417 | 0
65 | 2.84 | 0.29445 | 0.35 | 0.35 | 0.35 | 0 | 0 | 0 | 0 | 0 | 0 | 1.945 | 0 | 0 | 1.945 | 1.945 | 1.945 | 0 | 0 | 0 | 0 | 0 | 1.5417 | 0 | 0 | 0 | 11.7114 | 0 | 0 | 0 | 0 | 0 | 12.6774 | 13.2531 | 1.5417 | 0
66 | 2.76 | 0.29534 | 0.35 | 0.35 | 0.35 | 0 | 0 | 0 | 0 | 0 | 0 | 1.1311 | 0 | 0.76923 | 1.1311 | 1.1311 | 1.9003 | 0 | 0 | 0 | 0 | 0 | 1.5417 | 0 | 0 | 0 | 11.7066 | 0 | 0 | 0 | 0 | 0 | 12.7365 | 13.2482 | 1.5417 | 0
67 | 2.57 | 0.28793 | 0.35 | 0.35 | 0.35 | 0 | 0 | 0 | 0 | 0 | 0 | 1.0701 | 0 | 0.76923 | 1.0701 | 1.0701 | 1.8393 | 0 | 0 | 0 | 0 | 0 | 1.5417 | 0 | 0 | 0 | 11.3352 | 0 | 0 | 0 | 0 | 0 | 12.8769 | 12.8769 | 1.5417 | 0
68 | 2.35 | 0.28523 | 0.35 | 0.35 | 0.35 | 0 | 0 | 0 | 0 | 0 | 0 | 2.0164 | 0 | 0.76923 | 2.0164 | 2.0164 | 2.7857 | 0 | 0 | 0 | 0 | 0 | 1.5417 | 0 | 0 | 0 | 11.4977 | 0 | 0 | 0 | 0 | 0 | 13.0394 | 13.0394 | 1.5417 | 0
69 | 2.11 | 0.28216 | 0.35 | 0.35 | 0.35 | 0 | 0 | 0 | 0 | 0 | 0 | 1.0705 | 0 | 0.76923 | 1.0705 | 1.0705 | 1.8397 | 0 | 0 | 0 | 0 | 0 | 1.5417 | 0 | 0 | 0 | 13.53 | 0 | 0 | 0 | 0 | 0 | 13.2167 | 15.0717 | 1.5417 | 0
70 | 2.04 | 0.27666 | 0.35 | 0.35 | 0.35 | 0 | 0 | 0 | 0 | 0 | 0 | 1.0621 | 0 | 0.76923 | 1.0621 | 1.0621 | 1.8314 | 0 | 0 | 0 | 0 | 0 | 1.5417 | 0 | 0 | 0 | 11.7268 | 0 | 0 | 0 | 0 | 0 | 13.2684 | 13.2684 | 1.5417 | 0
71 | 2.18 | 0.25947 | 0.35 | 0.35 | 0.35 | 0 | 0 | 0 | 0 | 0 | 0 | 0.53317 | 0 | 10.7692 | 0.53317 | 0.53317 | 11.3024 | 0 | 0 | 0 | 0 | 0 | 1.5417 | 0 | 0 | 0 | 11.6233 | 0 | 0 | 0 | 0 | 0 | 13.165 | 13.165 | 1.5417 | 0
72 | 1.98 | 0.2638 | 0.35 | 0.35 | 0.35 | 0 | 0 | 0 | 0 | 0 | 0 | 0.58961 | 0 | 0.76923 | 0.58961 | 0.58961 | 1.3588 | 0 | 0 | 0 | 0 | 0 | 1.5417 | 0 | 0 | 0 | 11.7711 | 0 | 0 | 0 | 0 | 0 | 13.3127 | 13.3127 | 1.5417 | 0
73 | 1.61 | 0.261 | 0.35 | 0.35 | 0.35 | 0 | 0 | 0 | 0 | 0 | 0 | 0.4931 | 0 | 0.76923 | 0.4931 | 0.4931 | 1.2623 | 0 | 0 | 0 | 0 | 0 | 1.5417 | 0 | 0 | 0 | 9.0893 | 0 | 0 | 0 | 0 | 0 | 10.631 | 10.631 | 1.5417 | 0
74 | 1.19 | 0.26939 | 0.35 | 0.35 | 0.35 | 0 | 0 | 0 | 0 | 0 | 0 | 0.48739 | 0 | 0.76923 | 0.48739 | 0.48739 | 1.2566 | 0 | 0 | 0 | 0 | 0 | 1.5417 | 0 | 0 | 0 | 9.3996 | 0 | 0 | 0 | 0 | 0 | 10.9413 | 10.9413 | 1.5417 | 0
75 | 1.16 | 0.28096 | 0.35 | 0.35 | 0.35 | 0 | 0 | 0 | 0 | 0 | 0 | 0.53637 | 0 | 0.76923 | 0.53637 | 0.53637 | 1.3056 | 0 | 0 | 0 | 0 | 0 | 1.5417 | 0 | 0 | 0 | 9.4218 | 0 | 0 | 0 | 0 | 0 | 10.9634 | 10.9634 | 1.5417 | 0
76 | 1.06 | 0.31045 | 0.35 | 0.35 | 0.35 | 0 | 0 | 0 | 0 | 0 | 0 | 0.48206 | 0 | 0.76923 | 0.48206 | 0.48206 | 1.2513 | 0 | 0 | 0 | 0 | 0 | 1.5417 | 0 | 0 | 0 | 9.4956 | 0 | 0 | 0 | 0 | 0 | 11.0373 | 11.0373 | 1.5417 | 0
77 | 1.03 | 0.35625 | 0.35 | 0.35 | 0.35 | 0 | 0 | 0 | 0 | 0 | 0 | 0.45671 | 0 | 0.76923 | 0.45671 | 0.45671 | 1.2259 | 0 | 0 | 0 | 0 | 0 | 1.5417 | 0 | 0 | 0 | 9.5178 | 0 | 0 | 0 | 0 | 0 | 11.0595 | 11.0595 | 1.5417 | 0
78 | 1.24 | 0.40037 | 0.35 | 0.35 | 0.35 | 0 | 0 | 0 | 0 | 0 | 0 | 0.7958 | 0 | 0.76923 | 0.7958 | 0.7958 | 1.565 | 0 | 0 | 0 | 0 | 0 | 1.5417 | 0 | 0 | 0 | 12.3178 | 0 | 0 | 0 | 0 | 0 | 13.8594 | 13.8594 | 1.5417 | 0
79 | 1.63 | 0.43216 | 0.35 | 0.35 | 0.35 | 0 | 0 | 0 | 0 | 0 | 0 | 0.72746 | 0 | 0.76923 | 0.72746 | 0.72746 | 1.4967 | 0 | 0 | 0 | 0 | 0 | 1.7227 | 0 | 0 | 0 | 23.0425 | 0 | 0 | 0 | 0 | 0 | 13.5713 | 24.7652 | 1.7227 | 0
80 | 1.97 | 0.4569 | 0.35 | 0.35 | 0.35 | 0 | 0 | 0 | 0 | 0 | 0 | 1.4363 | 0 | 0 | 1.4363 | 1.4363 | 1.4363 | 0 | 0 | 0 | 0 | 0 | 3.1201 | 0 | 0 | 0 | 10.2 | 0 | 0 | 0 | 0 | 0 | 13.3201 | 13.3201 | 3.1201 | 0
81 | 2.09 | 0.47454 | 0.35 | 0.35 | 0.35 | 0 | 0 | 0 | 0 | 0 | 0 | 2.2484 | 0 | 0 | 2.2484 | 2.2484 | 2.2484 | 0 | 0 | 0 | 0 | 0 | 2.4204 | 0 | 0 | 0 | 11.1949 | 0 | 0 | 0 | 0 | 0 | 13.2315 | 13.6153 | 2.4204 | 0
82 | 2.32 | 0.47571 | 0.35 | 0.35 | 0.35 | 0 | 0 | 0 | 0 | 0 | 0 | 2.0959 | 0 | 0 | 2.0959 | 2.0959 | 2.0959 | 0 | 0 | 0 | 0 | 0 | 2.7098 | 0 | 0 | 0 | 10.9914 | 0 | 0 | 0 | 0 | 0 | 13.0616 | 13.7012 | 2.7098 | 0
83 | 2.37 | 0.46834 | 0.35 | 0.35 | 0.35 | 0 | 0 | 0 | 0 | 0 | 0 | 1.6375 | 0 | 0 | 1.6375 | 1.6375 | 1.6375 | 0 | 0 | 0 | 0 | 0 | 5.0841 | 0 | 0 | 0 | 8.4522 | 0 | 0 | 0 | 0 | 0 | 13.0246 | 13.5363 | 5.0841 | 0
84 | 2.63 | 0.4829 | 0.35 | 0.35 | 0.35 | 0 | 0 | 0 | 0 | 0 | 0 | 1.0143 | 0 | 0 | 1.0143 | 1.0143 | 1.0143 | 0 | 0 | 0 | 0 | 0 | 4.2862 | 0 | 0 | 0 | 13.5356 | 0 | 0 | 0 | 0 | 0 | 12.8325 | 17.8218 | 4.2862 | 0
85 | 3.08 | 0.51229 | 0.35 | 0.35 | 0.35 | 0 | 0 | 0 | 0 | 0 | 0 | 0.44699 | 0 | 0 | 0.44699 | 0.44699 | 0.44699 | 0 | 0 | 0 | 0 | 0 | 2.5079 | 0 | 0 | 0 | 9.9922 | 0 | 0 | 0 | 0 | 0 | 12.5001 | 12.5001 | 2.5079 | 0
86 | 2.95 | 0.54022 | 0.35 | 0.35 | 0.35 | 0 | 0 | 0 | 0 | 0 | 0 | 0.62177 | 0 | 0 | 0.62177 | 0.62177 | 0.62177 | 0 | 0 | 0 | 0 | 0 | 2.9345 | 0 | 0 | 0 | 9.6616 | 0 | 0 | 0 | 0 | 0 | 12.5961 | 12.5961 | 2.9345 | 0
87 | 2.79 | 0.56251 | 0.35 | 0.35 | 0.35 | 0 | 0 | 0 | 0 | 0 | 0 | 1.6882 | 0 | 0 | 1.6882 | 1.6882 | 1.6882 | 0 | 0 | 0 | 0 | 0 | 2.1602 | 0 | 0 | 0 | 10.5542 | 0 | 0 | 0 | 0 | 0 | 12.7143 | 12.7143 | 2.1602 | 0
88 | 2.68 | 0.56477 | 0.35 | 0.35 | 0.35 | 0 | 0 | 0 | 0 | 0 | 0 | 0.76257 | 0 | 0 | 0.76257 | 0.76257 | 0.76257 | 0 | 0 | 0 | 0 | 0 | 1.5417 | 0 | 0 | 0 | 12.7251 | 0 | 0 | 0 | 0 | 0 | 12.7956 | 14.2668 | 1.5417 | 0
89 | 2.64 | 0.56585 | 0.35 | 0.35 | 0.35 | 0 | 0 | 0 | 0 | 0 | 0 | 1.3427 | 0 | 0 | 1.3427 | 1.3427 | 1.3427 | 0 | 0 | 0 | 0 | 0 | 1.5417 | 0 | 0 | 0 | 12.179 | 0 | 0 | 0 | 0 | 0 | 12.8252 | 13.7207 | 1.5417 | 0
90 | 2.63 | 0.54755 | 0.35 | 0.35 | 0.35 | 0 | 0 | 0 | 0 | 0 | 0 | 1.0924 | 0 | 0 | 1.0924 | 1.0924 | 1.0924 | 0 | 0 | 0 | 0 | 0 | 1.5417 | 0 | 0 | 0 | 11.9305 | 0 | 0 | 0 | 0 | 0 | 12.8325 | 13.4722 | 1.5417 | 0
91 | 2.79 | 0.52227 | 0.35 | 0.35 | 0.35 | 0 | 0 | 0 | 0 | 0 | 0 | 0.79505 | 0 | 0 | 0.79505 | 0.79505 | 0.79505 | 0 | 0 | 0 | 0 | 0 | 1.5417 | 0 | 0 | 0 | 11.6844 | 0 | 0 | 0 | 0 | 0 | 12.7143 | 13.2261 | 1.5417 | 0
92 | 2.77 | 0.49609 | 0.35 | 0.35 | 0.35 | 0 | 0 | 0 | 0 | 0 | 0 | 4.835 | 0 | 0 | 4.835 | 4.835 | 4.835 | 0 | 0 | 0 | 0 | 0 | 1.5417 | 0 | 0 | 0 | 13.1064 | 0 | 0 | 0 | 0 | 0 | 12.7291 | 14.6481 | 1.5417 | 0
93 | 2.78 | 0.45768 | 0.35 | 0.35 | 0.35 | 0 | 0 | 0 | 0 | 0 | 0 | 2.733 | 0 | 0 | 2.733 | 2.733 | 2.733 | 0 | 0 | 0 | 0 | 0 | 1.5417 | 0 | 0 | 0 | 11.5638 | 0 | 0 | 0 | 0 | 0 | 12.7217 | 13.1055 | 1.5417 | 0
94 | 2.76 | 0.4013 | 0.35 | 0.35 | 0.35 | 0 | 0 | 0 | 0 | 0 | 0 | 1.447 | 0 | 0 | 1.447 | 1.447 | 1.447 | 0 | 0 | 0 | 0 | 0 | 1.5417 | 0 | 0 | 0 | 11.1948 | 0 | 0 | 0 | 0 | 0 | 12.7365 | 12.7365 | 1.5417 | 0
95 | 2.7 | 0.35711 | 0.35 | 0.35 | 0.35 | 0 | 0 | 0 | 0 | 0 | 0 | 1.9369 | 0 | 0 | 1.9369 | 1.9369 | 1.9369 | 0 | 0 | 0 | 0 | 0 | 1.5417 | 0 | 0 | 0 | 11.2392 | 0 | 0 | 0 | 0 | 0 | 12.7808 | 12.7808 | 1.5417 | 0
96 | 2.53 | 0.33246 | 0.35 | 0.35 | 0.35 | 0 | 0 | 0 | 0 | 0 | 0 | 0.5063 | 0 | 0 | 0.5063 | 0.5063 | 0.5063 | 0 | 0 | 0 | 0 | 0 | 1.5417 | 0 | 0 | 0 | 11.3648 | 0 | 0 | 0 | 0 | 0 | 12.9064 | 12.9064 | 1.5417 | 0
97 | 2.44 | 0.31564 | 0.35 | 0.35 | 0.35 | 0 | 0 | 0 | 0 | 0 | 0 | 0.61554 | 0 | 0 | 0.61554 | 0.61554 | 0.61554 | 0 | 0 | 0 | 0 | 0 | 1.5417 | 0 | 0 | 0 | 8.4761 | 0 | 0 | 0 | 0 | 0 | 10.0178 | 10.0178 | 1.5417 | 0
98 | 2.36 | 0.31126 | 0.35 | 0.35 | 0.35 | 0 | 0 | 0 | 0 | 0 | 0 | 0.52101 | 0 | 0 | 0.52101 | 0.52101 | 0.52101 | 0 | 0 | 0 | 0 | 0 | 1.5417 | 0 | 0 | 0 | 9.047 | 0 | 0 | 0 | 0 | 0 | 10.0769 | 10.5886 | 1.5417 | 0
99 | 2.18 | 0.30747 | 0.35 | 0.35 | 0.35 | 0 | 0 | 0 | 0 | 0 | 0 | 0.57371 | 0 | 10 | 0.57371 | 0.57371 | 10.5737 | 0 | 0 | 0 | 0 | 0 | 1.5417 | 0 | 0 | 0 | 8.6682 | 0 | 0 | 0 | 0 | 0 | 10.2099 | 10.2099 | 1.5417 | 0
100 | 2.31 | 0.3112 | 0.35 | 0.35 | 0.35 | 0 | 0 | 0 | 0 | 0 | 0 | 0.69285 | 0 | 0 | 0.69285 | 0.69285 | 0.69285 | 0 | 0 | 0 | 0 | 0 | 1.5417 | 0 | 0 | 0 | 9.1479 | 0 | 0 | 0 | 0 | 0 | 10.1138 | 10.6895 | 1.5417 | 0
101 | 2.65 | 0.31868 | 0.35 | 0.35 | 0.35 | 0 | 0 | 0 | 0 | 0 | 0 | 0.71233 | 0 | 0 | 0.71233 | 0.71233 | 0.71233 | 0 | 0 | 0 | 0 | 0 | 1.5417 | 0 | 0 | 0 | 8.321 | 0 | 0 | 0 | 0 | 0 | 9.8627 | 9.8627 | 1.5417 | 0
102 | 2.98 | 0.3313 | 0.35 | 0.35 | 0.35 | 0 | 0 | 0 | 0 | 0 | 0 | 0.59035 | 0 | 0 | 0.59035 | 0.59035 | 0.59035 | 0 | 0 | 0 | 0 | 0 | 1.5417 | 0 | 0 | 0 | 11.0323 | 0 | 0 | 0 | 0 | 0 | 12.574 | 12.574 | 1.5417 | 0
103 | 3.11 | 0.33982 | 0.35 | 0.35 | 0.35 | 0 | 0 | 0 | 0 | 0 | 0 | 0.96346 | 0 | 0 | 0.96346 | 0.96346 | 0.96346 | 0 | 0 | 0 | 0 | 0 | 1.6773 | 0 | 0 | 0 | 14.2547 | 0 | 0 | 0 | 0 | 0 | 12.4779 | 15.932 | 1.6773 | 0
104 | 3.46 | 0.3376 | 0.35 | 0.35 | 0.35 | 0 | 0 | 0 | 0 | 0 | 0 | 1.0818 | 0 | 0 | 1.0818 | 1.0818 | 1.0818 | 0 | 0 | 0 | 0 | 0 | 2.4506 | 0 | 0 | 0 | 16.2292 | 0 | 0 | 0 | 0 | 0 | 12.2194 | 18.6798 | 2.4506 | 0
105 | 4.02 | 0.32335 | 0.35 | 0.35 | 0.35 | 0 | 0 | 0 | 0 | 0 | 0 | 0.62078 | 0 | 0 | 0.62078 | 0.62078 | 0.62078 | 0 | 0 | 0 | 0 | 0 | 3.0562 | 0 | 0 | 0 | 8.7494 | 0 | 0 | 0 | 0 | 0 | 11.8056 | 11.8056 | 3.0562 | 0
106 | 4.6 | 0.31388 | 0.35 | 0.35 | 0.35 | 0 | 0 | 0 | 0 | 0 | 0 | 0.60278 | 0 | 0 | 0.60278 | 0.60278 | 0.60278 | 0 | 0 | 0 | 0 | 0 | 3.4446 | 0 | 0 | 0 | 7.9325 | 0 | 0 | 0 | 0 | 0 | 11.3772 | 11.3772 | 3.4446 | 0
107 | 5 | 0.3117 | 0.35 | 0.35 | 0.35 | 0 | 0 | 0 | 0 | 0 | 0 | 0.58657 | 0 | 0 | 0.58657 | 0.58657 | 0.58657 | 0 | 0 | 0 | 0 | 0 | 4.5094 | 0 | 0 | 0 | 6.5722 | 0 | 0 | 0 | 0 | 0 | 11.0816 | 11.0816 | 4.5094 | 0
108 | 5.24 | 0.31415 | 0.35 | 0.35 | 0.35 | 0 | 0 | 0 | 0 | 0 | 0 | 1.2111 | 0 | 0 | 1.2111 | 1.2111 | 1.2111 | 0 | 0 | 0 | 0 | 0 | 4.2981 | 0 | 0 | 0 | 7.2459 | 0 | 0 | 0 | 0 | 0 | 10.9043 | 11.544 | 4.2981 | 0
109 | 5.61 | 0.31789 | 0.35 | 0.35 | 0.35 | 0 | 0 | 0 | 0 | 0 | 0 | 0.8306 | 0 | 0 | 0.8306 | 0.8306 | 0.8306 | 0 | 0 | 0 | 0 | 0 | 4.3843 | 0 | 0 | 0 | 6.2467 | 0 | 0 | 0 | 0 | 0 | 10.631 | 10.631 | 4.3843 | 0
110 | 5.4 | 0.3197 | 0.35 | 0.35 | 0.35 | 0 | 0 | 0 | 0 | 0 | 0 | 0.89308 | 0 | 0 | 0.89308 | 0.89308 | 0.89308 | 0 | 0 | 0 | 0 | 0 | 2.4503 | 0 | 0 | 0 | 8.7836 | 0 | 0 | 0 | 0 | 0 | 10.7861 | 11.2339 | 2.4503 | 0
111 | 5.11 | 0.33331 | 0.35 | 0.35 | 0.35 | 0 | 0 | 0 | 0 | 0 | 0 | 0.94428 | 0 | 0 | 0.94428 | 0.94428 | 0.94428 | 0 | 0 | 0 | 0 | 0 | 2.3792 | 0 | 0 | 0 | 11.4996 | 0 | 0 | 0 | 0 | 0 | 11.0004 | 13.8788 | 2.3792 | 0
112 | 4.82 | 0.34749 | 0.35 | 0.35 | 0.35 | 0 | 0 | 0 | 0 | 0 | 0 | 1.4664 | 0 | 0 | 1.4664 | 1.4664 | 1.4664 | 0 | 0 | 0 | 0 | 0 | 1.5417 | 0 | 0 | 0 | 12.6793 | 0 | 0 | 0 | 0 | 0 | 11.2146 | 14.221 | 1.5417 | 0
113 | 4.68 | 0.34564 | 0.35 | 0.35 | 0.35 | 0 | 0 | 0 | 0 | 0 | 0 | 2.4603 | 0 | 0 | 2.4603 | 2.4603 | 2.4603 | 0 | 0 | 0 | 0 | 0 | 1.5417 | 0 | 0 | 0 | 10.3521 | 0 | 0 | 0 | 0 | 0 | 11.318 | 11.8937 | 1.5417 | 0
114 | 4.32 | 0.33282 | 0.35 | 0.35 | 0.35 | 0 | 0 | 0 | 0 | 0 | 0 | 0.93522 | 0 | 0 | 0.93522 | 0.93522 | 0.93522 | 0 | 0 | 0 | 0 | 0 | 1.5417 | 0 | 0 | 0 | 10.0423 | 0 | 0 | 0 | 0 | 0 | 11.584 | 11.584 | 1.5417 | 0
115 | 3.91 | 0.33036 | 0.35 | 0.35 | 0.35 | 0 | 0 | 0 | 0 | 0 | 0 | 1.1428 | 0 | 0 | 1.1428 | 1.1428 | 1.1428 | 0 | 0 | 0 | 0 | 0 | 1.5417 | 0 | 0 | 0 | 10.3452 | 0 | 0 | 0 | 0 | 0 | 11.8869 | 11.8869 | 1.5417 | 0
116 | 3.57 | 0.32861 | 0.35 | 0.35 | 0.35 | 0 | 0 | 0 | 0 | 0 | 0 | 1.0942 | 0 | 10 | 1.0942 | 1.0942 | 11.0942 | 0 | 0 | 0 | 0 | 0 | 1.5417 | 0 | 0 | 0 | 14.3704 | 0 | 0 | 0 | 0 | 0 | 12.1381 | 15.912 | 1.5417 | 0
117 | 3.43 | 0.34306 | 0.35 | 0.35 | 0.35 | 0 | 0 | 0 | 0 | 0 | 0 | 1.5329 | 0 | 0 | 1.5329 | 1.5329 | 1.5329 | 0 | 0 | 0 | 0 | 0 | 1.5417 | 0 | 0 | 0 | 11.1476 | 0 | 0 | 0 | 0 | 0 | 12.2415 | 12.6893 | 1.5417 | 0
118 | 3.39 | 0.36206 | 0.35 | 0.35 | 0.35 | 0 | 0 | 0 | 0 | 0 | 0 | 1.266 | 0 | 0 | 1.266 | 1.266 | 1.266 | 0 | 0 | 0 | 0 | 0 | 1.5417 | 0 | 0 | 0 | 12.3925 | 0 | 0 | 0 | 0 | 0 | 12.2711 | 13.9342 | 1.5417 | 0
119 | 3.37 | 0.37646 | 0.35 | 0.35 | 0.35 | 0 | 0 | 0 | 0 | 0 | 0 | 1.0303 | 0 | 0 | 1.0303 | 1.0303 | 1.0303 | 0 | 0 | 0 | 0 | 0 | 1.5417 | 0 | 0 | 0 | 10.7442 | 0 | 0 | 0 | 0 | 0 | 12.2858 | 12.2858 | 1.5417 | 0
120 | 3.22 | 0.41752 | 0.35 | 0.35 | 0.35 | 0 | 0 | 0 | 0 | 0 | 0 | 0.75867 | 0 | 0 | 0.75867 | 0.75867 | 0.75867 | 0 | 0 | 0 | 0 | 0 | 1.5417 | 0 | 0 | 0 | 10.855 | 0 | 0 | 0 | 0 | 0 | 12.3967 | 12.3967 | 1.5417 | 0
121 | 3.03 | 0.46616 | 0.35 | 0.35 | 0.35 | 0 | 0 | 0 | 0 | 0 | 0 | 0.72646 | 0 | 0 | 0.72646 | 0.72646 | 0.72646 | 0 | 0 | 0 | 0 | 0 | 1.5417 | 0 | 0 | 0 | 8.6799 | 0 | 0 | 0 | 0 | 0 | 9.5819 | 10.2216 | 1.5417 | 0
122 | 3.12 | 0.50995 | 0.35 | 0.35 | 0.35 | 0 | 0 | 0 | 0 | 0 | 0 | 0.72867 | 0 | 0 | 0.72867 | 0.72867 | 0.72867 | 0 | 0 | 0 | 0 | 0 | 1.5417 | 0 | 0 | 0 | 8.6134 | 0 | 0 | 0 | 0 | 0 | 9.5154 | 10.1551 | 1.5417 | 0
123 | 2.92 | 0.5481 | 0.35 | 0.35 | 0.35 | 0 | 0 | 0 | 0 | 0 | 0 | 0.80699 | 0 | 0 | 0.80699 | 0.80699 | 0.80699 | 0 | 0 | 0 | 0 | 0 | 1.5417 | 0 | 0 | 0 | 8.1215 | 0 | 0 | 0 | 0 | 0 | 9.6632 | 9.6632 | 1.5417 | 0
124 | 2.68 | 0.58646 | 0.35 | 0.35 | 0.35 | 0 | 0 | 0 | 0 | 0 | 0 | 0.92737 | 0 | 0 | 0.92737 | 0.92737 | 0.92737 | 0 | 0 | 0 | 0 | 0 | 1.5417 | 0 | 0 | 0 | 8.2988 | 0 | 0 | 0 | 0 | 0 | 9.8405 | 9.8405 | 1.5417 | 0
125 | 2.54 | 0.6275 | 0.35 | 0.35 | 0.35 | 0 | 0 | 0 | 0 | 0 | 0 | 0.84744 | 0 | 0 | 0.84744 | 0.84744 | 0.84744 | 0 | 0 | 0 | 0 | 0 | 1.5417 | 0 | 0 | 0 | 8.4023 | 0 | 0 | 0 | 0 | 0 | 9.9439 | 9.9439 | 1.5417 | 0
126 | 2.11 | 0.652 | 0.35 | 0.35 | 0.35 | 0 | 0 | 0 | 0 | 0 | 0 | 0.83706 | 0 | 0 | 0.83706 | 0.83706 | 0.83706 | 0 | 0 | 0 | 0 | 0 | 1.5417 | 0 | 0 | 0 | 11.675 | 0 | 0 | 0 | 0 | 0 | 13.2167 | 13.2167 | 1.5417 | 0
127 | 1.94 | 0.63959 | 0.35 | 0.35 | 0.35 | 0 | 0 | 0 | 0 | 0 | 0 | 0.82355 | 0 | 0 | 0.82355 | 0.82355 | 0.82355 | 0 | 0 | 0 | 0 | 0 | 1.8958 | 0 | 0 | 0 | 19.3782 | 0 | 0 | 0 | 0 | 0 | 13.3423 | 21.274 | 1.8958 | 0
128 | 1.87 | 0.60804 | 0.35 | 0.35 | 0.35 | 0 | 0 | 0 | 0 | 0 | 0 | 0.80197 | 0 | 0 | 0.80197 | 0.80197 | 0.80197 | 0 | 0 | 0 | 0 | 0 | 3.3342 | 0 | 0 | 0 | 16.8401 | 0 | 0 | 0 | 0 | 0 | 13.394 | 20.1743 | 3.3342 | 0
129 | 2.15 | 0.58591 | 0.35 | 0.35 | 0.35 | 0 | 0 | 0 | 0 | 0 | 0 | 0.78351 | 0 | 0 | 0.78351 | 0.78351 | 0.78351 | 0 | 0 | 0 | 0 | 0 | 3.9368 | 0 | 0 | 0 | 9.2503 | 0 | 0 | 0 | 0 | 0 | 13.1872 | 13.1872 | 3.9368 | 0
130 | 2.8 | 0.56505 | 0.35 | 0.35 | 0.35 | 0 | 0 | 0 | 0 | 0 | 0 | 0.74951 | 0 | 0 | 0.74951 | 0.74951 | 0.74951 | 0 | 0 | 0 | 0 | 0 | 4.0473 | 0 | 0 | 0 | 8.6596 | 0 | 0 | 0 | 0 | 0 | 12.7069 | 12.7069 | 4.0473 | 0
131 | 3.11 | 0.54725 | 0.35 | 0.35 | 0.35 | 0 | 0 | 0 | 0 | 0 | 0 | 0.83657 | 0 | 0 | 0.83657 | 0.83657 | 0.83657 | 0 | 0 | 0 | 0 | 0 | 4.1766 | 0 | 0 | 0 | 9.0689 | 0 | 0 | 0 | 0 | 0 | 12.4779 | 13.2455 | 4.1766 | 0
132 | 3.33 | 0.53588 | 0.35 | 0.35 | 0.35 | 0 | 0 | 0 | 0 | 0 | 0 | 1.314 | 0 | 0 | 1.314 | 1.314 | 1.314 | 0 | 0 | 0 | 0 | 0 | 6.7079 | 0 | 0 | 0 | 6.1193 | 0 | 0 | 0 | 0 | 0 | 12.3154 | 12.8271 | 6.7079 | 0
133 | 3.47 | 0.55911 | 0.35 | 0.35 | 0.35 | 0 | 0 | 0 | 0 | 0 | 0 | 0.71775 | 0 | 0 | 0.71775 | 0.71775 | 0.71775 | 0 | 0 | 0 | 0 | 0 | 3.3015 | 0 | 0 | 0 | 9.4861 | 0 | 0 | 0 | 0 | 0 | 12.212 | 12.7877 | 3.3015 | 0
134 | 3.48 | 0.61074 | 0.35 | 0.35 | 0.35 | 0 | 0 | 0 | 0 | 0 | 0 | 0.60351 | 0 | 0 | 0.60351 | 0.60351 | 0.60351 | 0 | 0 | 0 | 0 | 0 | 2.5367 | 0 | 0 | 0 | 10.3715 | 0 | 0 | 0 | 0 | 0 | 12.2046 | 12.9082 | 2.5367 | 0
135 | 3.22 | 0.66077 | 0.35 | 0.35 | 0.35 | 0 | 0 | 0 | 0 | 0 | 0 | 0.57772 | 0 | 0 | 0.57772 | 0.57772 | 0.57772 | 0 | 0 | 0 | 0 | 0 | 4.101 | 0 | 0 | 0 | 11.1741 | 0 | 0 | 0 | 0 | 0 | 12.3967 | 15.2751 | 4.101 | 0
136 | 2.66 | 0.66024 | 0.35 | 0.35 | 0.35 | 0 | 0 | 0 | 0 | 0 | 0 | 0.82418 | 0 | 0 | 0.82418 | 0.82418 | 0.82418 | 0 | 0 | 0 | 0 | 0 | 1.5417 | 0 | 0 | 0 | 12.4201 | 0 | 0 | 0 | 0 | 0 | 12.8104 | 13.9617 | 1.5417 | 0
137 | 1.93 | 0.65111 | 0.35 | 0.35 | 0.35 | 0 | 0 | 0 | 0 | 0 | 0 | 1.3737 | 0 | 0 | 1.3737 | 1.3737 | 1.3737 | 0 | 0 | 0 | 0 | 0 | 1.5417 | 0 | 0 | 0 | 11.808 | 0 | 0 | 0 | 0 | 0 | 13.3497 | 13.3497 | 1.5417 | 0
138 | 0.56 | 0.64369 | 0.35 | 0.35 | 0.35 | 0 | 0 | 0 | 0 | 0 | 0 | 1.2373 | 0 | 10 | 1.2373 | 1.2373 | 11.2373 | 0 | 0 | 0 | 0 | 0 | 1.5417 | 0 | 0 | 0 | 13.4598 | 0 | 0 | 0 | 0 | 0 | 14.3618 | 15.0015 | 1.5417 | 0
139 | 0.52 | 0.64408 | 0.35 | 0.35 | 0.35 | 0 | 0 | 0 | 0 | 0 | 0 | 1.197 | 0 | 0 | 1.197 | 1.197 | 1.197 | 0 | 0 | 0 | 0 | 0 | 1.5417 | 0 | 0 | 0 | 12.8497 | 0 | 0 | 0 | 0 | 0 | 14.3914 | 14.3914 | 1.5417 | 0
140 | 0.26 | 0.63672 | 0.35 | 0.35 | 0.35 | 0 | 0 | 0 | 0 | 0 | 0 | 3.4641 | 0 | 0 | 3.4641 | 3.4641 | 3.4641 | 0 | 0 | 0 | 0 | 0 | 1.5417 | 0 | 0 | 0 | 14.1292 | 0 | 0 | 0 | 0 | 0 | 14.5834 | 15.6708 | 1.5417 | 0
141 | -0.07 | 0.62526 | 0.35 | 0.35 | 0.35 | 0 | 0 | 0 | 0 | 0 | 0 | 2.2207 | 0 | 0 | 2.2207 | 2.2207 | 2.2207 | 0 | 0 | 0 | 0 | 0 | 1.5417 | 0 | 0 | 0 | 14.309 | 0 | 0 | 0 | 0 | 0 | 14.8272 | 15.8507 | 1.5417 | 0
142 | -0.27 | 0.61728 | 0.35 | 0.35 | 0.35 | 0 | 0 | 0 | 0 | 0 | 0 | 1.4343 | 0 | 0 | 1.4343 | 1.4343 | 1.4343 | 0 | 0 | 0 | 0 | 0 | 1.5417 | 0 | 0 | 0 | 16.4397 | 0 | 0 | 0 | 0 | 0 | 14.975 | 17.9813 | 1.5417 | 0
143 | -0.84 | 0.60143 | 0.35 | 0.35 | 0.35 | 0 | 0 | 0 | 0 | 0 | 0 | 1.1959 | 0 | 0 | 1.1959 | 1.1959 | 1.1959 | 0 | 0 | 0 | 0 | 0 | 1.5417 | 0 | 0 | 0 | 13.8544 | 0 | 0 | 0 | 0 | 0 | 15.3961 | 15.3961 | 1.5417 | 0
144 | -1.16 | 0.5963 | 0.35 | 0.35 | 0.35 | 0 | 0 | 0 | 0 | 0 | 0 | 0.82247 | 0 | 0 | 0.82247 | 0.82247 | 0.82247 | 0 | 0 | 0 | 0 | 0 | 1.5417 | 0 | 0 | 0 | 14.0908 | 0 | 0 | 0 | 0 | 0 | 15.6325 | 15.6325 | 1.5417 | 0
145 | -1.38 | 0.59133 | 0.35 | 0.35 | 0.35 | 0 | 0 | 0 | 0 | 0 | 0 | 0.81354 | 0 | 0 | 0.81354 | 0.81354 | 0.81354 | 0 | 0 | 0 | 0 | 0 | 1.5417 | 0 | 0 | 0 | 11.2983 | 0 | 0 | 0 | 0 | 0 | 12.8399 | 12.8399 | 1.5417 | 0
146 | -1.23 | 0.5866 | 0.35 | 0.35 | 0.35 | 0 | 0 | 0 | 0 | 0 | 0 | 0.76935 | 0 | 0 | 0.76935 | 0.76935 | 0.76935 | 0 | 0 | 0 | 0 | 0 | 1.5417 | 0 | 0 | 0 | 11.1874 | 0 | 0 | 0 | 0 | 0 | 12.7291 | 12.7291 | 1.5417 | 0
147 | -0.89 | 0.57183 | 0.35 | 0.35 | 0.35 | 0 | 0 | 0 | 0 | 0 | 0 | 0.63301 | 0 | 0 | 0.63301 | 0.63301 | 0.63301 | 0 | 0 | 0 | 0 | 0 | 1.5417 | 0 | 0 | 0 | 10.9363 | 0 | 0 | 0 | 0 | 0 | 12.4779 | 12.4779 | 1.5417 | 0
148 | -1.19 | 0.55378 | 0.35 | 0.35 | 0.35 | 0 | 0 | 0 | 0 | 0 | 0 | 0.70016 | 0 | 0 | 0.70016 | 0.70016 | 0.70016 | 0 | 0 | 0 | 0 | 0 | 1.5417 | 0 | 0 | 0 | 11.1579 | 0 | 0 | 0 | 0 | 0 | 12.6996 | 12.6996 | 1.5417 | 0
149 | -1.37 | 0.5599 | 0.35 | 0.35 | 0.35 | 0 | 0 | 0 | 0 | 0 | 0 | 0.69438 | 0 | 0 | 0.69438 | 0.69438 | 0.69438 | 0 | 0 | 0 | 0 | 0 | 1.5417 | 0 | 0 | 0 | 11.6747 | 0 | 0 | 0 | 0 | 0 | 12.8325 | 13.2163 | 1.5417 | 0
150 | -1.7 | 0.56002 | 0.35 | 0.35 | 0.35 | 0 | 0 | 0 | 0 | 0 | 0 | 0.82032 | 0 | 0 | 0.82032 | 0.82032 | 0.82032 | 0 | 0 | 0 | 0 | 0 | 1.5417 | 0 | 0 | 0 | 14.4898 | 0 | 0 | 0 | 0 | 0 | 16.0314 | 16.0314 | 1.5417 | 0
151 | -2.11 | 0.54891 | 0.35 | 0.35 | 0.35 | 0 | 0 | 0 | 0 | 0 | 0 | 0.78177 | 0 | 0 | 0.78177 | 0.78177 | 0.78177 | 0 | 0 | 0 | 0 | 0 | 4.6586 | 0 | 0 | 0 | 22.9976 | 0 | 0 | 0 | 0 | 0 | 16.3343 | 27.6561 | 4.6586 | 0
152 | -1.8 | 0.50232 | 0.35 | 0.35 | 0.35 | 0 | 0 | 0 | 0 | 0 | 0 | 1.2577 | 0 | 0 | 1.2577 | 1.2577 | 1.2577 | 0 | 0 | 0 | 0 | 0 | 6.3738 | 0 | 0 | 0 | 9.7315 | 0 | 0 | 0 | 0 | 0 | 16.1053 | 16.1053 | 6.3738 | 0
153 | 0.34 | 0.46965 | 0.35 | 0.35 | 0.35 | 0 | 0 | 0 | 0 | 0 | 0 | 0.79977 | 0 | 0 | 0.79977 | 0.79977 | 0.79977 | 0 | 0 | 0 | 0 | 0 | 6.0308 | 0 | 0 | 0 | 10.1566 | 0 | 0 | 0 | 0 | 0 | 14.5243 | 16.1874 | 6.0308 | 0
154 | 1.65 | 0.47312 | 0.35 | 0.35 | 0.35 | 0 | 0 | 0 | 0 | 0 | 0 | 1.0796 | 0 | 0 | 1.0796 | 1.0796 | 1.0796 | 0 | 0 | 0 | 0 | 0 | 6.6502 | 0 | 0 | 0 | 6.9063 | 0 | 0 | 0 | 0 | 0 | 13.5565 | 13.5565 | 6.6502 | 0
155 | 2.3 | 0.47846 | 0.35 | 0.35 | 0.35 | 0 | 0 | 0 | 0 | 0 | 0 | 0.94828 | 0 | 0 | 0.94828 | 0.94828 | 0.94828 | 0 | 0 | 0 | 0 | 0 | 5.1938 | 0 | 0 | 0 | 8.5222 | 0 | 0 | 0 | 0 | 0 | 13.0763 | 13.716 | 5.1938 | 0
156 | 3 | 0.46991 | 0.35 | 0.35 | 0.35 | 0 | 0 | 0 | 0 | 0 | 0 | 0.94204 | 0 | 0 | 0.94204 | 0.94204 | 0.94204 | 0 | 0 | 0 | 0 | 0 | 2.9404 | 0 | 0 | 0 | 12.5611 | 0 | 0 | 0 | 0 | 0 | 12.5592 | 15.5016 | 2.9404 | 0
157 | 2.77 | 0.48229 | 0.35 | 0.35 | 0.35 | 0 | 0 | 0 | 0 | 0 | 0 | 1.0183 | 0 | 0 | 1.0183 | 1.0183 | 1.0183 | 0 | 0 | 0 | 0 | 0 | 2.4935 | 0 | 0 | 0 | 11.1951 | 0 | 0 | 0 | 0 | 0 | 12.7291 | 13.6886 | 2.4935 | 0
158 | 2.09 | 0.5121 | 0.35 | 0.35 | 0.35 | 0 | 0 | 0 | 0 | 0 | 0 | 0.53987 | 0 | 0 | 0.53987 | 0.53987 | 0.53987 | 0 | 0 | 0 | 0 | 0 | 2.8569 | 0 | 0 | 0 | 11.0782 | 0 | 0 | 0 | 0 | 0 | 13.2315 | 13.9351 | 2.8569 | 0
159 | 1.69 | 0.54315 | 0.35 | 0.35 | 0.35 | 0 | 0 | 0 | 0 | 0 | 0 | 0.58009 | 0 | 0 | 0.58009 | 0.58009 | 0.58009 | 0 | 0 | 0 | 0 | 0 | 2.5011 | 0 | 0 | 0 | 11.0259 | 0 | 0 | 0 | 0 | 0 | 13.527 | 13.527 | 2.5011 | 0
160 | 1.16 | 0.55539 | 0.35 | 0.35 | 0.35 | 0 | 0 | 0 | 0 | 0 | 0 | 0.69198 | 0 | 0 | 0.69198 | 0.69198 | 0.69198 | 0 | 0 | 0 | 0 | 0 | 1.5417 | 0 | 0 | 0 | 12.8246 | 0 | 0 | 0 | 0 | 0 | 13.9185 | 14.3663 | 1.5417 | 0
161 | 0.45 | 0.56193 | 0.35 | 0.35 | 0.35 | 0 | 0 | 0 | 0 | 0 | 0 | 0.93883 | 0 | 0 | 0.93883 | 0.93883 | 0.93883 | 0 | 0 | 0 | 0 | 0 | 1.5417 | 0 | 0 | 0 | 12.9014 | 0 | 0 | 0 | 0 | 0 | 14.4431 | 14.4431 | 1.5417 | 0
162 | -0.3 | 0.56882 | 0.35 | 0.35 | 0.35 | 0 | 0 | 0 | 0 | 0 | 0 | 1.7708 | 0 | 0 | 1.7708 | 1.7708 | 1.7708 | 0 | 0 | 0 | 0 | 0 | 1.5417 | 0 | 0 | 0 | 14.9906 | 0 | 0 | 0 | 0 | 0 | 14.9972 | 16.5323 | 1.5417 | 0
163 | -0.4 | 0.57504 | 0.35 | 0.35 | 0.35 | 0 | 0 | 0 | 0 | 0 | 0 | 1.1103 | 0 | 0 | 1.1103 | 1.1103 | 1.1103 | 0 | 0 | 0 | 0 | 0 | 1.5417 | 0 | 0 | 0 | 13.5294 | 0 | 0 | 0 | 0 | 0 | 15.071 | 15.071 | 1.5417 | 0
164 | -0.39 | 0.58468 | 0.35 | 0.35 | 0.35 | 0 | 0 | 0 | 0 | 0 | 0 | 0.8421 | 0 | 0 | 0.8421 | 0.8421 | 0.8421 | 0 | 0 | 0 | 0 | 0 | 1.5417 | 0 | 0 | 0 | 14.0337 | 0 | 0 | 0 | 0 | 0 | 15.0636 | 15.5754 | 1.5417 | 0
165 | -0.32 | 0.60517 | 0.35 | 0.35 | 0.35 | 0 | 0 | 0 | 0 | 0 | 0 | 1.0104 | 0 | 0 | 1.0104 | 1.0104 | 1.0104 | 0 | 0 | 0 | 0 | 0 | 1.5417 | 0 | 0 | 0 | 15.4532 | 0 | 0 | 0 | 0 | 0 | 15.0119 | 16.9948 | 1.5417 | 0
166 | -0.41 | 0.62755 | 0.35 | 0.35 | 0.35 | 0 | 0 | 0 | 0 | 0 | 0 | 0.83187 | 0 | 0 | 0.83187 | 0.83187 | 0.83187 | 0 | 0 | 0 | 0 | 0 | 1.5417 | 0 | 0 | 0 | 13.5368 | 0 | 0 | 0 | 0 | 0 | 15.0784 | 15.0784 | 1.5417 | 0
167 | -0.9 | 0.6438 | 0.35 | 0.35 | 0.35 | 0 | 0 | 0 | 0 | 0 | 0 | 0.75325 | 0 | 0 | 0.75325 | 0.75325 | 0.75325 | 0 | 0 | 0 | 0 | 0 | 1.5417 | 0 | 0 | 0 | 13.8988 | 0 | 0 | 0 | 0 | 0 | 15.4404 | 15.4404 | 1.5417 | 0

## PV + HP_ts_plot_summer
| Temp. air in °C | CO2 eq. [kg/kWh] | elec. price household [€/kWh] | elec. price heating [€/kWh] | elec. price e-mob. [€/kWh] | Helper variable: neg. sum el | Feed-in | Battery-charge | Battery-discharge | PV | PV curtailed | Grid-demand | Grid-heatpump | Grid-eMob | El. Demand | El. Demand with heating / AC | Total El. Demand incl. EV charging | Helper variable: neg. sum th | Dhw-storage-charge | Buffer-storage-charge | Buffer-storage-charge-HT | Th. inertia-charge | Heat gains used | Solar-thermal | Heatpump-el | Heatpump-ambient heat | Gas boiler | Direct el. heater | Dhw-storage-discharge | Buffer-storage-discharge | Buffer-storage-discharge-HT | Th. inertia-discharge | Roomheat Demand | Th. Demand | Heat gains | Qmax solar-thermal
0 | 11.01 | 0.22531 | 0.35 | 0.35 | 0.35 | 0 | 0 | 0 | 0 | 0 | 0 | 0.51172 | 1.0813 | 0 | 0.51172 | 1.593 | 1.593 | -1.0519 | 0 | 0 | 1.0519 | 0 | 1.5417 | 0 | 1.0813 | 5.0706 | 0 | 0 | 0 | 0 | 0 | 0 | 6.6416 | 6.6416 | 1.5417 | 0
1 | 10.74 | 0.22015 | 0.35 | 0.35 | 0.35 | 0 | 0 | 0 | 0 | 0 | 0 | 0.42677 | 0.41866 | 0 | 0.42677 | 0.84542 | 0.84542 | -0.0052595 | 0 | 0 | 0.0052595 | 0 | 1.5417 | 0 | 0.41866 | 1.9309 | 0 | 0 | 0 | 0 | 0 | 0 | 3.886 | 3.886 | 1.5417 | 0
2 | 10.12 | 0.21822 | 0.35 | 0.35 | 0.35 | 0 | 0 | 0 | 0 | 0 | 0 | 0.38187 | 0.70703 | 0 | 0.38187 | 1.0889 | 1.0889 | 0 | 0 | 0 | 0 | 0 | 1.5417 | 0 | 0.70703 | 2.671 | 0 | 0 | 0 | 0 | 0 | 0 | 4.344 | 4.9197 | 1.5417 | 0
3 | 9.72 | 0.21479 | 0.35 | 0.35 | 0.35 | 0 | 0 | 0 | 0 | 0 | 0 | 0.36122 | 0.38466 | 0 | 0.36122 | 0.74588 | 0.74588 | 0 | 0 | 0 | 0 | 0 | 1.5417 | 0 | 0.38466 | 1.6925 | 0 | 0 | 0 | 0 | 1.0207 | 0 | 4.6395 | 4.6395 | 1.5417 | 0
4 | 9.54 | 0.22338 | 0.35 | 0.35 | 0.35 | 0 | 0 | 0 | 0 | 0 | 0 | 0.38887 | 0.79218 | 0 | 0.38887 | 1.181 | 1.181 | 0 | 0 | 0 | 0 | 0 | 1.5417 | 0 | 0.79218 | 3.0143 | 0 | 0 | 0 | 0 | 0 | 0 | 4.7725 | 5.3482 | 1.5417 | 0
5 | 9.55 | 0.24281 | 0.35 | 0.35 | 0.35 | -0.67823 | 0.67823 | 0 | 0 | 1.2548 | 6.1765e-08 | -3.3307e-16 | 0 | 0 | 0.57657 | 0.57657 | 0.57657 | 0 | 0 | 0 | 0 | 0 | 4.7651 | 0 | 0 | 0 | 0 | 0 | 0 | 0 | 0 | 0 | 4.7651 | 4.7651 | 5.5722 | 0
6 | 10.01 | 0.23973 | 0.35 | 0.35 | 0.35 | -1.9683 | 1.9683 | 0 | 0 | 2.4673 | -2.1011e-08 | -3.3307e-16 | 0 | 0 | 0.49901 | 0.49901 | 0.49901 | -2.6042 | 0 | 0 | 0 | 2.6042 | 9.9845 | 0 | 0 | 0 | 0 | 0 | 0 | 0 | 0 | 0 | 7.3804 | 7.3804 | 9.9845 | 0
7 | 10.7 | 0.22596 | 0.35 | 0.35 | 0.35 | -0.51568 | 0.51568 | 0 | 0 | 3.2094 | 1.7881e-07 | -3.3307e-16 | 0 | 0 | 0.449 | 2.6938 | 2.6938 | -0.55219 | 0 | 0 | 0 | 0.55219 | 7.4228 | 0 | 2.2448 | 4.5995 | 0 | 0 | 0 | 0 | 0 | 0 | 6.8706 | 13.7149 | 11.0719 | 0
8 | 11.43 | 0.21589 | 0.35 | 0.35 | 0.35 | -2.0098 | 2.0098 | 0 | 0 | 2.7899 | -2.566e-07 | -3.3307e-16 | 0 | 0 | 0.5944 | 0.7801 | 0.7801 | 0 | 0 | 0 | 0 | 0 | 4.6817 | 0 | 0.1857 | 0.38999 | 0 | 0 | 0 | 0 | 0 | 1.6496 | 6.3313 | 6.907 | 4.6817 | 0
9 | 12.41 | 0.20618 | 0.35 | 0.35 | 0.35 | -2.0699 | 2.0699 | 0 | 0 | 2.9074 | 1.0371e-07 | -6.6613e-16 | 0 | 0 | 0.83751 | 0.83751 | 0.83751 | 0 | 0 | 0 | 0 | 0 | 4.7989 | 0 | 0 | 0 | 0 | 0 | 0 | 0 | 0 | 0.80844 | 5.6073 | 5.6073 | 4.7989 | 0
10 | 13.39 | 0.19452 | 0.35 | 0.35 | 0.35 | -6.355 | 6.355 | 0 | 0 | 7.0509 | 1.1802e-07 | -3.3307e-16 | 0 | 0 | 0.69592 | 0.69592 | 0.69592 | -4.0024 | 0 | 0 | 0 | 4.0024 | 8.8857 | 0 | 0 | 0 | 0 | 0 | 0 | 0 | 0 | 0 | 4.8833 | 4.8833 | 8.8857 | 0
11 | 14.15 | 0.18674 | 0.35 | 0.35 | 0.35 | -8.6687 | 8.6687 | 0 | 0 | 9.2456 | -2.563e-08 | -3.3307e-16 | 0 | 0 | 0.57689 | 0.57689 | 0.57689 | -5.3869 | 0 | 0 | 0 | 5.3869 | 9.7087 | 0 | 0 | 0 | 0 | 0 | 0 | 0 | 0 | 0 | 4.3218 | 4.3218 | 9.7087 | 0
12 | 14.24 | 0.19078 | 0.35 | 0.35 | 0.35 | -9.2956 | 1.3632 | 7.9324 | 0 | 10.3813 | -6.5923e-07 | -3.3307e-16 | 0 | 0 | 0.62008 | 1.0857 | 1.0857 | -4.8525 | 0 | 0 | 0 | 4.8525 | 9.1078 | 0 | 0.46565 | 1.0695 | 0 | 0 | 0 | 0 | 0 | 0 | 4.2553 | 5.7905 | 9.1078 | 0
13 | 15.12 | 0.18545 | 0.35 | 0.35 | 0.35 | -0.3426 | 0 | 0.3426 | 0 | 6.36 | -1.7881e-09 | -3.3307e-16 | 0 | 0 | 0.66122 | 6.0174 | 6.0174 | -20.7937 | 10.0744 | 7.0182 | 0 | 3.7011 | 7.3063 | 0 | 5.3562 | 12.632 | 0 | 0 | 0 | 0 | 0 | 0 | 3.6052 | 4.5007 | 7.3063 | 0
14 | 14.66 | 0.18666 | 0.35 | 0.35 | 0.35 | -4.9248 | 0 | 4.9248 | 0 | 5.3372 | 4.1127e-08 | -3.3307e-16 | 0 | 0 | 0.40177 | 0.41232 | 0.41232 | -0.52411 | 0 | 0.035091 | 0 | 0.48902 | 4.4341 | 0 | 0.01055 | 0.024541 | 0 | 0 | 0 | 0 | 0 | 0 | 3.9451 | 3.9451 | 6.1802 | 0
15 | 14.47 | 0.19132 | 0.35 | 0.35 | 0.35 | -4.0299 | 0 | 4.0299 | 0 | 4.4105 | 6.1095e-08 | -1.6653e-16 | 0 | 0 | 0.36998 | 0.38057 | 0.38057 | -1.2499 | 0 | 0.035091 | 0 | 1.2148 | 5.3002 | 0 | 0.010592 | 0.024499 | 0 | 0 | 0 | 0 | 0 | 0 | 4.0854 | 4.0854 | 5.3002 | 0
16 | 14.3 | 0.21485 | 0.35 | 0.35 | 0.35 | -0.62482 | 0 | 0.62482 | 0 | 1.2663 | 1.0401e-07 | -3.3307e-16 | 0 | 0 | 0.40564 | 0.64151 | 0.64151 | -0.36993 | 0 | 0.035091 | 0 | 0.33484 | 3.0519 | 0 | 0.23587 | 1.2932 | 0 | 0 | 0 | 0 | 0 | 0 | 4.211 | 4.211 | 3.0519 | 0
17 | 13.68 | 0.25444 | 0.35 | 0.35 | 0.35 | -0.92251 | 0 | 0.92251 | 0 | 2.0435 | -3.621e-08 | -6.6613e-16 | 0 | 0 | 0.82419 | 1.1209 | 1.1209 | -0.36993 | 0 | 0.035091 | 0 | 0.33484 | 3.1579 | 0 | 0.29676 | 1.5843 | 0 | 0 | 0 | 0 | 0 | 0 | 4.6691 | 4.6691 | 3.1579 | 0
18 | 12.94 | 0.30699 | 0.35 | 0.35 | 0.35 | 0 | 0 | 0 | 5.642 | 0.15316 | -3.9116e-10 | -6.6613e-16 | 0 | 0 | 0.85024 | 1.3952 | 5.7952 | -0.0052595 | 0 | 0 | 0.0052595 | 0 | 1.8189 | 0 | 0.54496 | 2.8571 | 0 | 0 | 0 | 0 | 0 | 0 | 5.2158 | 5.2158 | 1.8189 | 0
19 | 12.13 | 0.29876 | 0.35 | 0.35 | 0.35 | 0 | 0 | 0 | 2.4695 | 0 | 0 | -1.3323e-15 | 0 | 0 | 1.6994 | 1.7003 | 2.4695 | -0.0052595 | 0 | 0 | 0.0052595 | 0 | 1.5417 | 0 | 0.00087504 | 0.0043845 | 0 | 0 | 0.57569 | 0 | 0 | 4.2725 | 5.8142 | 6.3899 | 1.5417 | 0
20 | 11.96 | 0.29512 | 0.35 | 0.35 | 0.35 | 0 | 0 | 0 | 1.8947 | 0 | 0 | -6.6613e-16 | 0 | 0 | 1.1255 | 1.1255 | 1.8947 | 0 | 0 | 0 | 0 | 0 | 1.5417 | 0 | 0 | 0 | 0 | 0 | 1.1514 | 0 | 0 | 4.3981 | 5.9398 | 7.0911 | 1.5417 | 0
21 | 11.86 | 0.29699 | 0.35 | 0.35 | 0.35 | 0 | 0 | 0 | 1.8498 | 0 | 0 | -6.6613e-16 | 0 | 0 | 0.77492 | 1.0806 | 1.8498 | 0 | 0 | 0 | 0 | 0 | 1.5417 | 0 | 0.30564 | 1.5078 | 0 | 0 | 0.44776 | 0 | 0 | 2.6585 | 6.0136 | 6.4614 | 1.5417 | 0
22 | 11.52 | 0.27057 | 0.35 | 0.35 | 0.35 | 0 | 0 | 0 | 1.4161 | 0 | 0 | -3.3307e-16 | 0 | 0 | 0.64691 | 0.64691 | 1.4161 | 0 | 0 | 0 | 0 | 0 | 1.5417 | 0 | 0 | 0 | 0 | 0 | 0 | 1.927 | 0 | 2.7962 | 6.2648 | 6.2648 | 1.5417 | 0
23 | 11.46 | 0.25041 | 0.35 | 0.35 | 0.35 | 0 | 0 | 0 | 1.39 | 0 | 0 | -3.3307e-16 | 0 | 0 | 0.6208 | 0.6208 | 1.39 | 0 | 0 | 0 | 0 | 0 | 1.5417 | 0 | 0 | 0 | 0 | 0 | 0 | 4.7574 | 0.01008 | 0 | 6.3091 | 6.3091 | 1.5417 | 0
24 | 11.09 | 0.24651 | 0.35 | 0.35 | 0.35 | 0 | 0 | 0 | 0 | 0 | 0 | 0.34567 | 0 | 0.76923 | 0.34567 | 0.34567 | 1.1149 | 0 | 0 | 0 | 0 | 0 | 0 | 0 | 0 | 0 | 0 | 0 | 0 | 0 | 0 | 0 | 0 | 0 | 1.5417 | 0
25 | 10.84 | 0.24878 | 0.35 | 0.35 | 0.35 | 0 | 0 | 0 | 0 | 0 | 0 | 0.38797 | 0 | 0.76923 | 0.38797 | 0.38797 | 1.1572 | 0 | 0 | 0 | 0 | 0 | 0 | 0 | 0 | 0 | 0 | 0 | 0 | 0 | 0 | 0 | 0 | 0 | 1.5417 | 0
26 | 10.78 | 0.25609 | 0.35 | 0.35 | 0.35 | 0 | 0 | 0 | 0 | 0 | 0 | 0.39963 | 0 | 0.76923 | 0.39963 | 0.39963 | 1.1689 | 0 | 0 | 0 | 0 | 0 | 0 | 0 | 0 | 0 | 0 | 0 | 0 | 0 | 0 | 0 | 0 | 0 | 1.5417 | 0
27 | 10.37 | 0.28458 | 0.35 | 0.35 | 0.35 | 0 | 0 | 0 | 1.1541 | 0 | 0 | -3.3307e-16 | 0 | 0 | 0.38488 | 0.38488 | 1.1541 | 0 | 0 | 0 | 0 | 0 | 0 | 0 | 0 | 0 | 0 | 0 | 0 | 0 | 0 | 0 | 0 | 0 | 1.5417 | 0
28 | 9.88 | 0.30175 | 0.35 | 0.35 | 0.35 | 0 | 0 | 0 | 1.2407 | 0 | 0 | -3.3307e-16 | 0 | 0 | 0.47143 | 0.47143 | 1.2407 | 0 | 0 | 0 | 0 | 0 | 0 | 0 | 0 | 0 | 0 | 0 | 0 | 0 | 0 | 0 | 0 | 0 | 1.5417 | 0
29 | 10.19 | 0.28423 | 0.35 | 0.35 | 0.35 | 0 | 0 | 0 | 0 | 0.59287 | -2.9653e-08 | 0.40824 | 0 | 0.17636 | 0.40824 | 0.40824 | 1.1775 | 0 | 0 | 0 | 0 | 0 | 0 | 0 | 0 | 0 | 0 | 0 | 0.51172 | 0 | 0 | 0 | 0 | 0.51172 | 2.6777 | 0
30 | 12.05 | 0.24997 | 0.35 | 0.35 | 0.35 | 0 | 0 | 0 | 0 | 2.3421 | -2.2948e-08 | -1.6653e-16 | 0 | 0 | 0.36015 | 0.36015 | 2.3421 | 0 | 0 | 0 | 0 | 0 | 0 | 0 | 0 | 0 | 0 | 0 | 0.51172 | 0 | 0 | 0 | 0 | 0.51172 | 7.5234 | 0
31 | 13.78 | 0.20649 | 0.35 | 0.35 | 0.35 | 0 | 0 | 0 | 0 | 3.0466 | 1.4752e-07 | -3.3307e-16 | 0 | 3.2571 | 0.37786 | 0.37786 | 6.3036 | -11.4294 | 0 | 0 | 0 | 11.4294 | 11.4294 | 0 | 0 | 0 | 0 | 0 | 5.9487 | 0 | 0 | 0 | 0 | 5.9487 | 11.4294 | 0
32 | 15.49 | 0.189 | 0.35 | 0.35 | 0.35 | -4.0438 | 4.0438 | 0 | 0 | 4.5527 | -2.4706e-07 | -3.3307e-16 | 0 | 0 | 0.37661 | 0.50891 | 0.50891 | 0 | 0 | 0 | 0 | 0 | 0 | 0 | 0.1323 | 0.31545 | 0 | 0 | 0 | 0 | 0 | 0 | 0 | 0.44776 | 12.5154 | 0
33 | 16.72 | 0.17772 | 0.35 | 0.35 | 0.35 | -7.7039 | 7.7039 | 0 | 0 | 8.0729 | 3.5763e-08 | -1.6653e-16 | 0 | 0 | 0.36893 | 0.36893 | 0.36893 | 0 | 0 | 0 | 0 | 0 | 0 | 0 | 0 | 0 | 0 | 0 | 0 | 0 | 0 | 0 | 0 | 0 | 12.0701 | 0
34 | 17.96 | 0.17773 | 0.35 | 0.35 | 0.35 | -7.7099 | 7.7099 | 0 | 0 | 8.4279 | -1.6034e-07 | -3.3307e-16 | 0 | 0 | 0.55616 | 0.718 | 0.718 | 0 | 0 | 0 | 0 | 0 | 0 | 0 | 0.16184 | 0.41385 | 0 | 0 | 0 | 0 | 0 | 0 | 0 | 0.57569 | 10.1263 | 0
35 | 18.77 | 0.17464 | 0.35 | 0.35 | 0.35 | -7.6735 | 7.6735 | 0 | 0 | 8.4708 | 0.97681 | -6.6613e-16 | 0 | 0 | 0.79729 | 0.79729 | 0.79729 | 0 | 0 | 0 | 0 | 0 | 0 | 0 | 0 | 0 | 0 | 0 | 0 | 0 | 0 | 0 | 0 | 0 | 9.8678 | 0
36 | 19.16 | 0.17281 | 0.35 | 0.35 | 0.35 | 0 | 0 | 0 | 0 | 7.5092 | 4.7888 | -6.6613e-16 | 0 | 0 | 0.91722 | 7.5092 | 7.5092 | -19.3971 | 19.3971 | 0 | 0 | 0 | 0 | 0 | 6.5919 | 17.4106 | 0 | 0 | 0 | 0 | 0 | 0 | 0 | 4.6055 | 8.8275 | 0
37 | 19.27 | 0.17584 | 0.35 | 0.35 | 0.35 | -2.0735 | 0 | 2.0735 | 0 | 2.9675 | 10.5091 | -6.6613e-16 | 0 | 0 | 0.89408 | 0.89408 | 0.89408 | -6.3156 | 0 | 0 | 0 | 6.3156 | 6.3156 | 0 | 0 | 0 | 0 | 0 | 0 | 0 | 0 | 0 | 0 | 0 | 6.3156 | 0
38 | 19.01 | 0.19199 | 0.35 | 0.35 | 0.35 | -10.4694 | 0 | 10.4694 | 0 | 10.9191 | 2.4209 | -3.3307e-16 | 0 | 0 | 0.44972 | 0.44972 | 0.44972 | -2.2581 | 0 | 0 | 0 | 2.2581 | 2.2581 | 0 | 0 | 0 | 0 | 0 | 0 | 0 | 0 | 0 | 0 | 0 | 6.198 | 0
39 | 18.96 | 0.20865 | 0.35 | 0.35 | 0.35 | -3.055 | 0 | 3.055 | 0 | 9.8922 | -2.9087e-07 | -3.3307e-16 | 0 | 0 | 0.66255 | 6.8372 | 6.8372 | -22.3966 | 15.3784 | 7.0182 | 0 | 0 | 0 | 0 | 6.1746 | 16.222 | 0 | 0 | 0 | 0 | 0 | 0 | 0 | 0 | 6.1423 | 0
40 | 18.65 | 0.24819 | 0.35 | 0.35 | 0.35 | -3.1111 | 0 | 3.1111 | 0 | 4.3176 | -2.0921e-07 | -6.6613e-16 | 0 | 0 | 0.97156 | 1.2065 | 1.2065 | -0.20752 | 0.17243 | 0.035091 | 0 | 0 | 0 | 0 | 0.23497 | 0.6122 | 0 | 0 | 0 | 0 | 0 | 0 | 0 | 0.63965 | 4.5887 | 0
41 | 18.06 | 0.27372 | 0.35 | 0.35 | 0.35 | -1.9948 | 1.9575 | 0.037297 | 0 | 2.6165 | 2.2352e-08 | -3.3307e-16 | 0 | 0 | 0.40193 | 0.62167 | 0.62167 | -1.194 | 0.17243 | 0.035091 | 0 | 0.98646 | 0.98646 | 0 | 0.21974 | 0.56346 | 0 | 0 | 0 | 0 | 0 | 0 | 0 | 0.57569 | 3.3272 | 0
42 | 16.93 | 0.30808 | 0.35 | 0.35 | 0.35 | 0 | 0 | 0 | 8.6537 | 0.90899 | 1.3858e-08 | -3.3307e-16 | 0 | 0 | 0.61105 | 0.61105 | 9.5627 | 0 | 0 | 0 | 0 | 0 | 0 | 0 | 0 | 0 | 0 | 0 | 1.1514 | 0 | 0 | 0 | 0 | 1.1514 | 2.1445 | 0
43 | 15.73 | 0.32364 | 0.35 | 0.35 | 0.35 | 0 | 0 | 0 | 1.7169 | 0 | 0 | -6.6613e-16 | 0 | 0 | 0.94767 | 0.94767 | 1.7169 | 0 | 0 | 0 | 0 | 0 | 0 | 0 | 0 | 0 | 0 | 0 | 1.2793 | 0 | 0 | 0 | 0 | 1.2793 | 1.5417 | 0
44 | 14.82 | 0.32657 | 0.35 | 0.35 | 0.35 | 0 | 0 | 0 | 2.2674 | 0 | 0 | -6.6613e-16 | 0 | 0 | 1.4982 | 1.4982 | 2.2674 | -0.98646 | 0 | 0 | 0 | 0.98646 | 0.98646 | 0 | 0 | 0 | 0 | 0 | 0.51172 | 0 | 0 | 0 | 0 | 0.51172 | 1.5417 | 0
45 | 14.17 | 0.33028 | 0.35 | 0.35 | 0.35 | 0 | 0 | 0 | 2.3972 | 0 | 0 | -1.3323e-15 | 0 | 0 | 1.6279 | 1.6279 | 2.3972 | -0.33484 | 0 | 0 | 0 | 0.33484 | 0.33484 | 0 | 0 | 0 | 0 | 0 | 0 | 0 | 0 | 0 | 0 | 0 | 1.5417 | 0
46 | 13.88 | 0.32713 | 0.35 | 0.35 | 0.35 | 0 | 0 | 0 | 2.0733 | 0 | 0 | -6.6613e-16 | 0 | 0 | 1.3041 | 1.3041 | 2.0733 | -0.33484 | 0 | 0 | 0 | 0.33484 | 0.33484 | 0 | 0 | 0 | 0 | 0 | 0 | 0 | 0 | 0 | 0 | 0 | 1.5417 | 0
47 | 13.51 | 0.30799 | 0.35 | 0.35 | 0.35 | 0 | 0 | 0 | 0 | 0 | 0 | 0.75654 | 0 | 0.76923 | 0.75654 | 0.75654 | 1.5258 | -0.33484 | 0 | 0 | 0 | 0.33484 | 0.33484 | 0 | 0 | 0 | 0 | 0 | 0 | 0 | 0 | 0 | 0 | 0 | 1.5417 | 0
48 | 12.98 | 0.29298 | 0.35 | 0.35 | 0.35 | 0 | 0 | 0 | 0 | 0 | 0 | 0.55835 | 0 | 0.76923 | 0.55835 | 0.55835 | 1.3276 | 0 | 0 | 0 | 0 | 0 | 1.5417 | 0 | 0 | 0 | 0 | 0 | 0 | 0 | 0 | 3.6445 | 5.1862 | 5.1862 | 1.5417 | 0
49 | 12.3 | 0.28449 | 0.35 | 0.35 | 0.35 | 0 | 0 | 0 | 0 | 0 | 0 | 0.39393 | 0 | 0.76923 | 0.39393 | 0.39393 | 1.1632 | 0 | 0 | 0 | 0 | 0 | 1.5417 | 0 | 0 | 0 | 0 | 0 | 0 | 0 | 0 | 1.1918 | 2.7335 | 2.7335 | 1.5417 | 0
50 | 11.85 | 0.27909 | 0.35 | 0.35 | 0.35 | 0 | 0 | 0 | 0 | 0 | 0 | 0.34949 | 0 | 0.76923 | 0.34949 | 0.34949 | 1.1187 | 0 | 0 | 0 | 0 | 0 | 1.5417 | 0 | 0 | 0 | 0 | 0 | 0 | 0 | 0 | 1.5243 | 3.0659 | 3.0659 | 1.5417 | 0
51 | 12.12 | 0.28745 | 0.35 | 0.35 | 0.35 | 0 | 0 | 0 | 0 | 0 | 0 | 0.35861 | 0 | 0.76923 | 0.35861 | 0.35861 | 1.1278 | 0 | 0 | 0 | 0 | 0 | 1.5417 | 0 | 0 | 0 | 0 | 0 | 0 | 0 | 0 | 1.3248 | 2.8665 | 2.8665 | 1.5417 | 0
52 | 12.37 | 0.29265 | 0.35 | 0.35 | 0.35 | 0 | 0 | 0 | 0 | 0 | 0 | 0.38995 | 0 | 0.76923 | 0.38995 | 0.38995 | 1.1592 | 0 | 0 | 0 | 0 | 0 | 1.5417 | 0 | 0 | 0 | 0 | 0 | 0 | 0 | 0 | 1.1401 | 2.6818 | 2.6818 | 1.5417 | 0
53 | 12.86 | 0.30614 | 0.35 | 0.35 | 0.35 | 0 | 0 | 0 | 0 | 0.047321 | 3.0734e-09 | 0.48906 | 0 | 0.72191 | 0.48906 | 0.48906 | 1.2583 | 0 | 0 | 0 | 0 | 0 | 1.7528 | 0 | 0 | 0 | 0 | 0 | 0 | 0 | 0 | 0.56694 | 2.3198 | 2.3198 | 1.7528 | 0
54 | 13.27 | 0.29933 | 0.35 | 0.35 | 0.35 | 0 | 0 | 0 | 0 | 0.60742 | -1.125e-08 | 0.47306 | 0 | 0.16181 | 0.47306 | 0.47306 | 1.2423 | 0 | 0 | 0 | 0 | 0 | 2.5218 | 0 | 0 | 0 | 0 | 0 | 0 | 0 | 0 | 2.4501 | 4.972 | 4.972 | 2.5218 | 0
55 | 13.53 | 0.27808 | 0.35 | 0.35 | 0.35 | 0 | 0 | 0 | 0 | 0.60684 | -2.5928e-08 | 0.44711 | 0 | 2.5868 | 1.054 | 1.054 | 3.6408 | 0 | 0 | 0 | 0 | 0 | 2.5218 | 0 | 0 | 0 | 0 | 0 | 8.5713 | 0.22583 | 0 | 2.0322 | 4.7799 | 13.3512 | 2.5218 | 0
56 | 14.88 | 0.25755 | 0.35 | 0.35 | 0.35 | -0.86561 | 0 | 0.86561 | 0 | 1.2567 | -4.5002e-08 | -3.3307e-16 | 0 | 0 | 0.39112 | 0.39112 | 0.39112 | 0 | 0 | 0 | 0 | 0 | 3.1476 | 0 | 0 | 0 | 0 | 0 | 0 | 0.63493 | 0 | 0 | 3.7825 | 3.7825 | 3.1476 | 0
57 | 16.19 | 0.24844 | 0.35 | 0.35 | 0.35 | -2.2704 | 0 | 2.2704 | 0 | 2.6645 | 8.3148e-08 | -3.3307e-16 | 0 | 0 | 0.39417 | 0.39417 | 0.39417 | -0.65563 | 0 | 0 | 0 | 0.65563 | 3.4704 | 0 | 0 | 0 | 0 | 0 | 0 | 0 | 0 | 0 | 2.8147 | 2.8147 | 4.617 | 0
58 | 16.71 | 0.24259 | 0.35 | 0.35 | 0.35 | -0.16041 | 0 | 0.16041 | 0 | 1.6934 | -8.7768e-08 | -1.3323e-15 | 0 | 0 | 1.533 | 1.533 | 1.533 | -1.2465 | 0 | 0 | 0 | 1.2465 | 3.6771 | 0 | 0 | 0 | 0 | 0 | 0 | 0 | 0 | 0 | 2.4306 | 2.4306 | 3.6771 | 0
59 | 16.34 | 0.2303 | 0.35 | 0.35 | 0.35 | -4.957 | 0 | 4.957 | 0 | 6.4981 | -1.4424e-07 | -1.3323e-15 | 0 | 0 | 1.5411 | 1.5411 | 1.5411 | -5.5551 | 0 | 0 | 0 | 5.5551 | 8.259 | 0 | 0 | 0 | 0 | 0 | 0.51172 | 0 | 0 | 0 | 2.7039 | 3.2156 | 8.259 | 0
60 | 16.57 | 0.23401 | 0.35 | 0.35 | 0.35 | -4.2753 | 0 | 4.2753 | 0 | 5.3781 | 1.1086e-07 | -6.6613e-16 | 0 | 0 | 1.1028 | 1.1028 | 1.1028 | -4.7357 | 0 | 0 | 0 | 4.7357 | 7.2697 | 0 | 0 | 0 | 0 | 0 | 2.1108 | 0 | 0 | 0 | 2.534 | 4.6448 | 7.2697 | 0
61 | 17.47 | 0.25491 | 0.35 | 0.35 | 0.35 | -5.3163 | 0 | 5.3163 | 0 | 6.142 | 2.1696e-07 | -3.3307e-16 | 0 | 0 | 0.72665 | 0.82573 | 0.82573 | -5.8261 | 0.34905 | 0 | 0 | 5.477 | 7.3462 | 0 | 0.099079 | 0.24997 | 0 | 0 | 0 | 0 | 0 | 0 | 1.8691 | 1.8691 | 7.3462 | 0
62 | 17.09 | 0.28347 | 0.35 | 0.35 | 0.35 | -0.89525 | 0 | 0.89525 | 0 | 1.2902 | -7.1079e-08 | -3.3307e-16 | 0 | 0 | 0.39492 | 0.39492 | 0.39492 | -0.94413 | 0 | 0 | 0 | 0.94413 | 3.094 | 0 | 0 | 0 | 0 | 0 | 0 | 0 | 0 | 0 | 2.1498 | 2.1498 | 3.094 | 0
63 | 17.23 | 0.30469 | 0.35 | 0.35 | 0.35 | -0.01919 | 0 | 0.01919 | 0 | 1.1494 | -2.2724e-08 | -6.6613e-16 | 0 | 0 | 0.9496 | 1.1302 | 1.1302 | -1.5408 | 0.63312 | 0 | 0 | 0.90765 | 2.9541 | 0 | 0.18058 | 0.45254 | 0 | 0 | 0 | 0 | 0 | 0 | 2.0464 | 2.0464 | 2.9541 | 0
64 | 16.93 | 0.34402 | 0.35 | 0.35 | 0.35 | -0.055368 | 0 | 0.055368 | 0 | 0.83431 | -5.8115e-09 | -6.6613e-16 | 0 | 0 | 0.77894 | 0.77894 | 0.77894 | -0.36435 | 0 | 0 | 0 | 0.36435 | 2.6324 | 0 | 0 | 0 | 0 | 0 | 0 | 0 | 0 | 0 | 2.268 | 2.268 | 2.6324 | 0
65 | 15.99 | 0.39279 | 0.35 | 0.35 | 0.35 | 0 | 0 | 0 | 0.067679 | 0.50513 | -2.3209e-08 | -3.3307e-16 | 0 | 0 | 0.57281 | 0.57281 | 0.57281 | 0 | 0 | 0 | 0 | 0 | 2.2827 | 0 | 0 | 0 | 0 | 0 | 1.0234 | 0 | 0 | 0.67979 | 2.9625 | 3.9859 | 2.2827 | 0
66 | 14.87 | 0.42124 | 0.35 | 0.35 | 0.35 | 0 | 0 | 0 | 1.748 | 0.022348 | -4.4005e-10 | -6.6613e-16 | 0 | 0 | 1.0011 | 1.0011 | 1.7704 | 0 | 0 | 0 | 0 | 0 | 1.6816 | 0 | 0 | 0 | 0 | 0 | 0.70362 | 0 | 0 | 2.1083 | 3.7899 | 4.4935 | 1.6816 | 0
67 | 14.63 | 0.42738 | 0.35 | 0.35 | 0.35 | 0 | 0 | 0 | 2.6476 | 0 | 0 | -1.3323e-15 | 0 | 0 | 1.8784 | 1.8784 | 2.6476 | 0 | 0 | 0 | 0 | 0 | 1.5417 | 0 | 0 | 0 | 0 | 0 | 3.1343 | 0 | 0 | 2.4256 | 3.9672 | 7.1015 | 1.5417 | 0
68 | 13.92 | 0.43017 | 0.35 | 0.35 | 0.35 | 0 | 0 | 0 | 2.2967 | 0 | 0 | -1.3323e-15 | 0 | 0 | 1.5275 | 1.5275 | 2.2967 | 0 | 0 | 0 | 0 | 0 | 1.5417 | 0 | 0 | 0 | 0 | 0 | 0 | 0 | 0 | 2.9501 | 4.4918 | 4.4918 | 1.5417 | 0
69 | 13.33 | 0.42083 | 0.35 | 0.35 | 0.35 | 0 | 0 | 0 | 2.17 | 0 | 0 | -6.6613e-16 | 0 | 0 | 1.4008 | 1.4008 | 2.17 | 0 | 0 | 0 | 0 | 0 | 1.5417 | 0 | 0 | 0 | 0 | 0 | 1.2153 | 0 | 0 | 3.386 | 4.9276 | 6.143 | 1.5417 | 0
70 | 13.01 | 0.42656 | 0.35 | 0.35 | 0.35 | 0 | 0 | 0 | 1.8828 | 0 | 0 | -6.6613e-16 | 0 | 0 | 1.1136 | 1.1136 | 1.8828 | 0 | 0 | 0 | 0 | 0 | 1.5417 | 0 | 0 | 0 | 0 | 0 | 0 | 1.2238 | 0 | 2.3986 | 5.164 | 5.164 | 1.5417 | 0
71 | 12.63 | 0.42792 | 0.35 | 0.35 | 0.35 | 0 | 0 | 0 | 1.5641 | 0 | 0 | -6.6613e-16 | 0 | 0 | 0.79485 | 0.79485 | 1.5641 | 0 | 0 | 0 | 0 | 0 | 1.5417 | 0 | 0 | 0 | 0 | 0 | 0 | 3.9031 | 0 | 0 | 5.4448 | 5.4448 | 1.5417 | 0
72 | 12.44 | 0.42282 | 0.35 | 0.35 | 0.35 | 0 | 0 | 0 | 1.2725 | 0 | 0 | -3.3307e-16 | 0 | 0 | 0.50327 | 0.50327 | 1.2725 | 0 | 0 | 0 | 0 | 0 | 0 | 0 | 0 | 0 | 0 | 0 | 0.44776 | 0 | 0 | 0 | 0 | 0.44776 | 1.5417 | 0
73 | 12.14 | 0.42091 | 0.35 | 0.35 | 0.35 | 0 | 0 | 0 | 1.198 | 0 | 0 | -3.3307e-16 | 0 | 0 | 0.4288 | 0.4288 | 1.198 | 0 | 0 | 0 | 0 | 0 | 0 | 0 | 0 | 0 | 0 | 0 | 0 | 0 | 0 | 0 | 0 | 0 | 1.5417 | 0
74 | 11.86 | 0.4303 | 0.35 | 0.35 | 0.35 | 0 | 0 | 0 | 1.1909 | 0 | 0 | -3.3307e-16 | 0 | 0 | 0.42164 | 0.42164 | 1.1909 | 0 | 0 | 0 | 0 | 0 | 0 | 0 | 0 | 0 | 0 | 0 | 0 | 0 | 0 | 0 | 0 | 0 | 1.5417 | 0
75 | 11.64 | 0.43224 | 0.35 | 0.35 | 0.35 | 0 | 0 | 0 | 0.95228 | 0 | 0 | 0.26962 | 0 | 0 | 0.45267 | 0.45267 | 1.2219 | 0 | 0 | 0 | 0 | 0 | 0 | 0 | 0 | 0 | 0 | 0 | 0 | 0 | 0 | 0 | 0 | 0 | 1.5417 | 0
76 | 11.22 | 0.42829 | 0.35 | 0.35 | 0.35 | 0 | 0 | 0 | 0 | 0 | 0 | 0.43415 | 0 | 0.76923 | 0.43415 | 0.43415 | 1.2034 | 0 | 0 | 0 | 0 | 0 | 0 | 0 | 0 | 0 | 0 | 0 | 0 | 0 | 0 | 0 | 0 | 0 | 1.5417 | 0
77 | 11.01 | 0.40647 | 0.35 | 0.35 | 0.35 | 0 | 0 | 0 | 0 | 0.63059 | 2.4587e-08 | 0.69821 | 0 | 0.13864 | 0.69821 | 0.69821 | 1.4674 | 0 | 0 | 0 | 0 | 0 | 0 | 0 | 0 | 0 | 0 | 0 | 0 | 0 | 0 | 0 | 0 | 0 | 2.8628 | 0
78 | 13.1 | 0.35674 | 0.35 | 0.35 | 0.35 | 0 | 0 | 0 | 0 | 2.3176 | -6.5565e-08 | -3.3307e-16 | 0 | 0 | 0.46368 | 0.46368 | 2.3176 | 0 | 0 | 0 | 0 | 0 | 0 | 0 | 0 | 0 | 0 | 0 | 0 | 0 | 0 | 0 | 0 | 0 | 9.5518 | 0
79 | 14.29 | 0.31282 | 0.35 | 0.35 | 0.35 | 0 | 0 | 0 | 0 | 2.6014 | -2.0228e-07 | 0.64999 | 0 | 7.0831 | 0.64999 | 0.64999 | 10.3345 | 0 | 0 | 0 | 0 | 0 | 0 | 0 | 0 | 0 | 0 | 0 | 10.2344 | 0 | 0 | 0 | 0 | 10.2344 | 12.2777 | 0
80 | 15.32 | 0.26133 | 0.35 | 0.35 | 0.35 | -3.2158 | 3.2158 | 0 | 0 | 4.3874 | -2.5988e-07 | -6.6613e-16 | 0 | 0 | 1.0578 | 1.1716 | 1.1716 | 0 | 0 | 0 | 0 | 0 | 0 | 0 | 0.1138 | 0.26999 | 0 | 0 | 0 | 0 | 0 | 0 | 0 | 0.38379 | 12.3434 | 0
81 | 16.87 | 0.2229 | 0.35 | 0.35 | 0.35 | -6.9833 | 6.9833 | 0 | 0 | 7.8697 | 4.53e-08 | -6.6613e-16 | 0 | 0 | 0.75775 | 0.88638 | 0.88638 | 0 | 0 | 0 | 0 | 0 | 0 | 0 | 0.12863 | 0.31912 | 0 | 0 | 0 | 0 | 0 | 0 | 0 | 0.44776 | 11.985 | 0
82 | 18.03 | 0.20137 | 0.35 | 0.35 | 0.35 | -9.6402 | 9.6402 | 0 | 0 | 10.5011 | 3.5286e-07 | -3.3307e-16 | 0 | 0 | 0.73519 | 0.86089 | 0.86089 | 0 | 0 | 0 | 0 | 0 | 0 | 0 | 0.1257 | 0.32206 | 0 | 0 | 0 | 0 | 0 | 0 | 0 | 0.44776 | 11.1786 | 0
83 | 19.05 | 0.19549 | 0.35 | 0.35 | 0.35 | -10.7779 | 10.7779 | 0 | 0 | 11.8635 | -1.502e-07 | -6.6613e-16 | 0 | 0 | 0.90955 | 1.0856 | 1.0856 | 0 | 0 | 0 | 0 | 0 | 0 | 0 | 0.17604 | 0.46361 | 0 | 0 | 0 | 0 | 0 | 0 | 0 | 0.63965 | 9.8969 | 0
84 | 19.66 | 0.20166 | 0.35 | 0.35 | 0.35 | -11.8174 | 11.8174 | 0 | 0 | 12.9963 | -4.8637e-07 | -3.3307e-16 | 0 | 0 | 0.37857 | 1.179 | 1.179 | 0 | 0 | 0 | 0 | 0 | 0 | 0 | 0.80039 | 2.142 | 0 | 0 | 0 | 0 | 0 | 0 | 0 | 2.9424 | 8.1023 | 0
85 | 19.94 | 0.21808 | 0.35 | 0.35 | 0.35 | -11.6753 | 11.6753 | 0 | 0 | 12.1926 | 2.7299e-07 | -3.3307e-16 | 0 | 0 | 0.51733 | 0.51733 | 0.51733 | 0 | 0 | 0 | 0 | 0 | 0 | 0 | 0 | 0 | 0 | 0 | 0 | 0 | 0 | 0 | 0 | 0 | 6.7106 | 0
86 | 20.61 | 0.25576 | 0.35 | 0.35 | 0.35 | -8.8756 | 8.8756 | 0 | 0 | 9.5119 | -1.7881e-07 | -3.3307e-16 | 0 | 0 | 0.63634 | 0.63634 | 0.63634 | 0 | 0 | 0 | 0 | 0 | 0 | 0 | 0 | 0 | 0 | 0 | 0 | 0 | 0 | 0 | 0 | 0 | 7.6774 | 0
87 | 20.92 | 0.30224 | 0.35 | 0.35 | 0.35 | -8.4567 | 5.9915 | 2.4653 | 0 | 10.7044 | -3.9697e-07 | -3.3307e-16 | 0 | 0 | 0.48865 | 2.2477 | 2.2477 | -6.6701 | 6.6701 | 0 | 0 | 0 | 0 | 0 | 1.759 | 4.9111 | 0 | 0 | 0 | 0 | 0 | 0 | 0 | 0 | 6.901 | 0
88 | 20.77 | 0.38212 | 0.35 | 0.35 | 0.35 | -8.0903 | 0 | 8.0903 | 0 | 8.5497 | -1.2451e-06 | -3.3307e-16 | 0 | 0 | 0.4594 | 0.4594 | 0.4594 | 0 | 0 | 0 | 0 | 0 | 0 | 0 | 0 | 0 | 0 | 0 | 0 | 0 | 0 | 0 | 0 | 0 | 5.8608 | 0
89 | 20.39 | 0.45188 | 0.35 | 0.35 | 0.35 | -4.7662 | 0 | 4.7662 | 0 | 5.2171 | -5.6624e-07 | -3.3307e-16 | 0 | 0 | 0.45094 | 0.45094 | 0.45094 | 0 | 0 | 0 | 0 | 0 | 0 | 0 | 0 | 0 | 0 | 0 | 0 | 0 | 0 | 0 | 0 | 0 | 4.2283 | 0
90 | 19.14 | 0.48044 | 0.35 | 0.35 | 0.35 | 0 | 0 | 0 | 6.9917 | 0.4953 | 1.2554e-08 | -1.3323e-15 | 0 | 0 | 1.8669 | 1.8669 | 7.487 | 0 | 0 | 0 | 0 | 0 | 0 | 0 | 0 | 0 | 0 | 0 | 0.57569 | 0 | 0 | 0 | 0 | 0.57569 | 1.9658 | 0
91 | 17.79 | 0.4965 | 0.35 | 0.35 | 0.35 | 0 | 0 | 0 | 0.96143 | 0 | 0 | -6.6613e-16 | 0 | 0 | 0.96143 | 0.96143 | 0.96143 | 0 | 0 | 0 | 0 | 0 | 0 | 0 | 0 | 0 | 0 | 0 | 0 | 0 | 0 | 0 | 0 | 0 | 1.5417 | 0
92 | 16.15 | 0.49622 | 0.35 | 0.35 | 0.35 | 0 | 0 | 0 | 0.78657 | 0 | 0 | -6.6613e-16 | 0 | 0 | 0.78657 | 0.78657 | 0.78657 | 0 | 0 | 0 | 0 | 0 | 0 | 0 | 0 | 0 | 0 | 0 | 0.51172 | 0 | 0 | 0 | 0 | 0.51172 | 1.5417 | 0
93 | 14.68 | 0.50133 | 0.35 | 0.35 | 0.35 | 0 | 0 | 0 | 1.463 | 0 | 0 | -6.6613e-16 | 0 | 0 | 1.463 | 1.463 | 1.463 | 0 | 0 | 0 | 0 | 0 | 0 | 0 | 0 | 0 | 0 | 0 | 0.57569 | 0 | 0 | 0 | 0 | 0.57569 | 1.5417 | 0
94 | 13.72 | 0.48022 | 0.35 | 0.35 | 0.35 | 0 | 0 | 0 | 1.2059 | 0 | 0 | -6.6613e-16 | 0 | 0 | 1.2059 | 1.2059 | 1.2059 | 0 | 0 | 0 | 0 | 0 | 0 | 0 | 0 | 0 | 0 | 0 | 0 | 0 | 0 | 0 | 0 | 0 | 1.5417 | 0
95 | 12.92 | 0.47187 | 0.35 | 0.35 | 0.35 | 0 | 0 | 0 | 0.62622 | 0 | 0 | -3.3307e-16 | 0 | 0 | 0.62622 | 0.62622 | 0.62622 | 0 | 0 | 0 | 0 | 0 | 0 | 0 | 0 | 0 | 0 | 0 | 0 | 0 | 0 | 0 | 0 | 0 | 1.5417 | 0
96 | 12.32 | 0.47722 | 0.35 | 0.35 | 0.35 | 0 | 0 | 0 | 0.35835 | 0 | 0 | -1.6653e-16 | 0 | 0 | 0.35835 | 0.35835 | 0.35835 | 0 | 0 | 0 | 0 | 0 | 0 | 0 | 0 | 0 | 0 | 0 | 0 | 0 | 0 | 0 | 0 | 0 | 1.5417 | 0
97 | 12.08 | 0.4742 | 0.35 | 0.35 | 0.35 | 0 | 0 | 0 | 0.31103 | 0 | 0 | -1.6653e-16 | 0 | 0 | 0.31103 | 0.31103 | 0.31103 | 0 | 0 | 0 | 0 | 0 | 0 | 0 | 0 | 0 | 0 | 0 | 0.51172 | 0 | 0 | 0 | 0 | 0.51172 | 1.5417 | 0
98 | 11.93 | 0.47039 | 0.35 | 0.35 | 0.35 | 0 | 0 | 0 | 0.40785 | 0 | 0 | -3.3307e-16 | 0 | 0 | 0.40785 | 0.40785 | 0.40785 | 0 | 0 | 0 | 0 | 0 | 0 | 0 | 0 | 0 | 0 | 0 | 0 | 0 | 0 | 0 | 0 | 0 | 1.5417 | 0
99 | 11.68 | 0.46139 | 0.35 | 0.35 | 0.35 | 0 | 0 | 0 | 0.4299 | 0 | 0 | -3.3307e-16 | 0 | 0 | 0.4299 | 0.4299 | 0.4299 | 0 | 0 | 0 | 0 | 0 | 0 | 0 | 0 | 0 | 0 | 0 | 0 | 0 | 0 | 0 | 0 | 0 | 1.5417 | 0
100 | 11.39 | 0.44498 | 0.35 | 0.35 | 0.35 | 0 | 0 | 0 | 0.46393 | 0 | 0 | -3.3307e-16 | 0 | 0 | 0.46393 | 0.46393 | 0.46393 | 0 | 0 | 0 | 0 | 0 | 0 | 0 | 0 | 0 | 0 | 0 | 0 | 0 | 0 | 0 | 0 | 0 | 1.5417 | 0
101 | 11.69 | 0.40779 | 0.35 | 0.35 | 0.35 | 0 | 0 | 0 | 0 | 1.4459 | 8.3819e-09 | -3.3307e-16 | 0 | 0 | 0.45139 | 0.45139 | 1.4459 | 0 | 0 | 0 | 0 | 0 | 0 | 0 | 0 | 0 | 0 | 0 | 0 | 0 | 0 | 0 | 0 | 0 | 7.986 | 0
102 | 14.5 | 0.36257 | 0.35 | 0.35 | 0.35 | 0 | 0 | 0 | 0 | 2.2025 | 7.8231e-08 | -6.6613e-16 | 0 | 0 | 0.93606 | 0.93606 | 2.2025 | 0 | 0 | 0 | 0 | 0 | 0 | 0 | 0 | 0 | 0 | 0 | 0 | 0 | 0 | 0 | 0 | 0 | 10.8836 | 0
103 | 17.56 | 0.32684 | 0.35 | 0.35 | 0.35 | 0 | 0 | 0 | 0 | 2.5126 | 1.3396e-07 | -3.3307e-16 | 0 | 0 | 0.39374 | 0.39374 | 2.5126 | 0 | 0 | 0 | 0 | 0 | 0 | 0 | 0 | 0 | 0 | 0 | 3.9658 | 0 | 0 | 0 | 0 | 3.9658 | 12.3991 | 0
104 | 20.25 | 0.26091 | 0.35 | 0.35 | 0.35 | -2.1079 | 2.1079 | 0 | 0 | 4.2449 | 2.7537e-07 | -3.3307e-16 | 0 | 0 | 0.41978 | 2.137 | 2.137 | 0 | 0 | 0 | 0 | 0 | 0 | 0 | 1.7172 | 4.6793 | 0 | 0 | 0 | 0 | 0 | 0 | 0 | 6.3965 | 12.7292 | 0
105 | 22 | 0.22885 | 0.35 | 0.35 | 0.35 | -7.2153 | 7.2153 | 0 | 0 | 7.5856 | -1.4067e-07 | -1.6653e-16 | 0 | 0 | 0.37022 | 0.37022 | 0.37022 | 0 | 0 | 0 | 0 | 0 | 0 | 0 | 0 | 0 | 0 | 0 | 0 | 0 | 0 | 0 | 0 | 0 | 14.1105 | 0
106 | 23.26 | 0.21006 | 0.35 | 0.35 | 0.35 | -9.6733 | 9.6733 | 0 | 0 | 10.0725 | -1.1563e-07 | -3.3307e-16 | 0 | 0 | 0.39915 | 0.39915 | 0.39915 | 0 | 0 | 0 | 0 | 0 | 0 | 0 | 0 | 0 | 0 | 0 | 0 | 0 | 0 | 0 | 0 | 0 | 14.838 | 0
107 | 24.24 | 0.2003 | 0.35 | 0.35 | 0.35 | -11.0567 | 11.0567 | 0 | 0 | 11.6031 | 5.7936e-07 | -3.3307e-16 | 0 | 0 | 0.54639 | 0.54639 | 0.54639 | 0 | 0 | 0 | 0 | 0 | 0 | 0 | 0 | 0 | 0 | 0 | 0 | 0 | 0 | 0 | 0 | 0 | 14.6028 | 0
108 | 25.07 | 0.20228 | 0.35 | 0.35 | 0.35 | -11.6675 | 11.6675 | 0 | 0 | 12.3645 | 2.265e-07 | -3.3307e-16 | 0 | 0 | 0.52982 | 0.69707 | 0.69707 | 0 | 0 | 0 | 0 | 0 | 0 | 0 | 0.16725 | 0.53637 | 0 | 0 | 0 | 0 | 0 | 0 | 0 | 0.70362 | 13.8144 | 0
109 | 25.59 | 0.20855 | 0.35 | 0.35 | 0.35 | -12.2204 | 12.2204 | 0 | 0 | 12.7205 | 2.9922e-07 | -3.3307e-16 | 0 | 0 | 0.50005 | 0.50005 | 0.50005 | 0 | 0 | 0 | 0 | 0 | 0 | 0 | 0 | 0 | 0 | 0 | 0 | 0 | 0 | 0 | 0 | 0 | 12.6607 | 0
110 | 25.91 | 0.23798 | 0.35 | 0.35 | 0.35 | -11.7008 | 11.7008 | 0 | 0 | 12.1135 | -2.0266e-08 | -3.3307e-16 | 0 | 0 | 0.41274 | 0.41274 | 0.41274 | 0 | 0 | 0 | 0 | 0 | 0 | 0 | 0 | 0 | 0 | 0 | 0 | 0 | 0 | 0 | 0 | 0 | 12.8538 | 0
111 | 25.91 | 0.29502 | 0.35 | 0.35 | 0.35 | -8.6673 | 2.1786 | 6.4888 | 0 | 10.9838 | -6.9022e-07 | -1.6653e-16 | 0 | 0 | 0.36061 | 2.3164 | 2.3164 | -6.9213 | 6.9213 | 0 | 0 | 0 | 0 | 0 | 1.9558 | 6.4367 | 0 | 0 | 0 | 0 | 0 | 0 | 0 | 1.4712 | 12.427 | 0
112 | 25.6 | 0.3752 | 0.35 | 0.35 | 0.35 | -7.5197 | 0 | 7.5197 | 0 | 8.1437 | -6.4492e-07 | -1.6653e-16 | 0 | 0 | 0.36879 | 0.62405 | 0.62405 | 0 | 0 | 0 | 0 | 0 | 0 | 0 | 0.25526 | 0.83215 | 0 | 0 | 0 | 0 | 0 | 0 | 0 | 1.0874 | 11.3342 | 0
113 | 24.75 | 0.4322 | 0.35 | 0.35 | 0.35 | -4.6811 | 0 | 4.6811 | 0 | 5.0887 | -5.7906e-07 | -3.3307e-16 | 0 | 0 | 0.4076 | 0.4076 | 0.4076 | 0 | 0 | 0 | 0 | 0 | 0 | 0 | 0 | 0 | 0 | 0 | 0 | 0 | 0 | 0 | 0 | 0 | 9.1764 | 0
114 | 23.05 | 0.45751 | 0.35 | 0.35 | 0.35 | 0 | 0 | 0 | 6.7912 | 0.20618 | -6.7055e-09 | -6.6613e-16 | 0 | 0 | 1.1897 | 1.1897 | 6.9973 | 0 | 0 | 0 | 0 | 0 | 0 | 0 | 0 | 0 | 0 | 0 | 0 | 0 | 0 | 0 | 0 | 0 | 5.2835 | 0
115 | 21.48 | 0.46415 | 0.35 | 0.35 | 0.35 | 0 | 0 | 0 | 1.0304 | 0 | 0 | -6.6613e-16 | 0 | 0 | 1.0304 | 1.0304 | 1.0304 | 0 | 0 | 0 | 0 | 0 | 0 | 0 | 0 | 0 | 0 | 0 | 0 | 0 | 0 | 0 | 0 | 0 | 3.223 | 0
116 | 19.82 | 0.46984 | 0.35 | 0.35 | 0.35 | 0 | 0 | 0 | 3.2589 | 0 | 0 | -2.6645e-15 | 0 | 0 | 3.2589 | 3.2589 | 3.2589 | 0 | 0 | 0 | 0 | 0 | 0 | 0 | 0 | 0 | 0 | 0 | 0.83154 | 0 | 0 | 0 | 0 | 0.83154 | 1.5417 | 0
117 | 18.4 | 0.46037 | 0.35 | 0.35 | 0.35 | 0 | 0 | 0 | 1.1668 | 0 | 0 | -6.6613e-16 | 0 | 0 | 1.1668 | 1.1668 | 1.1668 | 0 | 0 | 0 | 0 | 0 | 0 | 0 | 0 | 0 | 0 | 0 | 0.76758 | 0 | 0 | 0 | 0 | 0.76758 | 1.5417 | 0
118 | 17.09 | 0.42724 | 0.35 | 0.35 | 0.35 | 0 | 0 | 0 | 0.78686 | 0 | 0 | -6.6613e-16 | 0 | 0 | 0.78686 | 0.78686 | 0.78686 | 0 | 0 | 0 | 0 | 0 | 0 | 0 | 0 | 0 | 0 | 0 | 1.2153 | 0 | 0 | 0 | 0 | 1.2153 | 1.5417 | 0
119 | 16.03 | 0.3937 | 0.35 | 0.35 | 0.35 | 0 | 0 | 0 | 0.68785 | 0 | 0 | -3.3307e-16 | 0 | 0 | 0.68785 | 0.68785 | 0.68785 | 0 | 0 | 0 | 0 | 0 | 0 | 0 | 0 | 0 | 0 | 0 | 0 | 0 | 0 | 0 | 0 | 0 | 1.5417 | 0
120 | 15.21 | 0.37529 | 0.35 | 0.35 | 0.35 | 0 | 0 | 0 | 0.64289 | 0 | 0 | -3.3307e-16 | 0 | 0 | 0.64289 | 0.64289 | 0.64289 | 0 | 0 | 0 | 0 | 0 | 0 | 0 | 0 | 0 | 0 | 0 | 0 | 0 | 0 | 0 | 0 | 0 | 1.5417 | 0
121 | 14.57 | 0.36605 | 0.35 | 0.35 | 0.35 | 0 | 0 | 0 | 0.70851 | 0 | 0 | -3.3307e-16 | 0 | 0 | 0.70851 | 0.70851 | 0.70851 | 0 | 0 | 0 | 0 | 0 | 0 | 0 | 0 | 0 | 0 | 0 | 0 | 0 | 0 | 0 | 0 | 0 | 1.5417 | 0
122 | 14.16 | 0.3592 | 0.35 | 0.35 | 0.35 | 0 | 0 | 0 | 0.69312 | 0 | 0 | -3.3307e-16 | 0 | 0 | 0.69312 | 0.69312 | 0.69312 | 0 | 0 | 0 | 0 | 0 | 0 | 0 | 0 | 0 | 0 | 0 | 0 | 0 | 0 | 0 | 0 | 0 | 1.5417 | 0
123 | 13.93 | 0.37114 | 0.35 | 0.35 | 0.35 | 0 | 0 | 0 | 0.68475 | 0 | 0 | -3.3307e-16 | 0 | 0 | 0.68475 | 0.68475 | 0.68475 | 0 | 0 | 0 | 0 | 0 | 0 | 0 | 0 | 0 | 0 | 0 | 0 | 0 | 0 | 0 | 0 | 0 | 1.5417 | 0
124 | 13.8 | 0.36308 | 0.35 | 0.35 | 0.35 | 0 | 0 | 0 | 0.61166 | 0 | 0 | -3.3307e-16 | 0 | 0 | 0.61166 | 0.61166 | 0.61166 | 0 | 0 | 0 | 0 | 0 | 0 | 0 | 0 | 0 | 0 | 0 | 0 | 0 | 0 | 0 | 0 | 0 | 1.5417 | 0
125 | 14.32 | 0.34517 | 0.35 | 0.35 | 0.35 | 0 | 0 | 0 | 0 | 1.3236 | 2.1979e-09 | -3.3307e-16 | 0 | 0 | 0.71145 | 0.71145 | 1.3236 | 0 | 0 | 0 | 0 | 0 | 0 | 0 | 0 | 0 | 0 | 0 | 0 | 0 | 0 | 0 | 0 | 0 | 7.3116 | 0
126 | 16.55 | 0.33358 | 0.35 | 0.35 | 0.35 | 0 | 0 | 0 | 0 | 2.1481 | -8.8736e-08 | -6.6613e-16 | 0 | 0 | 0.82039 | 0.82039 | 2.1481 | 0 | 0 | 0 | 0 | 0 | 0 | 0 | 0 | 0 | 0 | 0 | 0 | 0 | 0 | 0 | 0 | 0 | 10.247 | 0
127 | 19.6 | 0.30228 | 0.35 | 0.35 | 0.35 | 0 | 0 | 0 | 0 | 2.6474 | 5.0515e-08 | -3.3307e-16 | 0 | 0 | 0.39491 | 0.39491 | 2.6474 | 0 | 0 | 0 | 0 | 0 | 0 | 0 | 0 | 0 | 0 | 0 | 3.582 | 0 | 0 | 0 | 0 | 3.582 | 11.5012 | 0
128 | 22.53 | 0.26736 | 0.35 | 0.35 | 0.35 | -2.5766 | 2.5766 | 0 | 0 | 4.5946 | -1.6093e-08 | -3.3307e-16 | 0 | 0 | 0.39986 | 2.018 | 2.018 | 0 | 0 | 0 | 0 | 0 | 0 | 0 | 1.6181 | 4.7784 | 0 | 0 | 0 | 0 | 0 | 0 | 0 | 6.3965 | 12.8271 | 0
129 | 24.82 | 0.25099 | 0.35 | 0.35 | 0.35 | -4.8966 | 4.8966 | 0 | 0 | 5.244 | 8.1658e-08 | -1.6653e-16 | 0 | 0 | 0.3474 | 0.3474 | 0.3474 | 0 | 0 | 0 | 0 | 0 | 0 | 0 | 0 | 0 | 0 | 0 | 0 | 0 | 0 | 0 | 0 | 0 | 13.322 | 0
130 | 26.61 | 0.228 | 0.35 | 0.35 | 0.35 | -8.0875 | 8.0875 | 0 | 0 | 8.4193 | 1.8477e-07 | -1.6653e-16 | 0 | 0 | 0.33179 | 0.33179 | 0.33179 | 0 | 0 | 0 | 0 | 0 | 0 | 0 | 0 | 0 | 0 | 0 | 0 | 0 | 0 | 0 | 0 | 0 | 17.8637 | 0
131 | 27.66 | 0.21691 | 0.35 | 0.35 | 0.35 | -11.0396 | 11.0396 | 0 | 0 | 11.4976 | 7.6413e-07 | -1.6653e-16 | 0 | 0 | 0.32907 | 0.45797 | 0.45797 | 0 | 0 | 0 | 0 | 0 | 0 | 0 | 0.1289 | 0.44678 | 0 | 0 | 0 | 0 | 0 | 0 | 0 | 0.57569 | 18.3602 | 0
132 | 28.08 | 0.21403 | 0.35 | 0.35 | 0.35 | -10.8662 | 7.3846 | 3.4816 | 0 | 11.6529 | 2.4915e-07 | -3.3307e-16 | 0 | 0 | 0.61642 | 0.78669 | 0.78669 | 0 | 0 | 0 | 0 | 0 | 0 | 0 | 0.17027 | 0.59731 | 0 | 0 | 0 | 0 | 0 | 0 | 0 | 0.76758 | 17.504 | 0
133 | 28.27 | 0.21576 | 0.35 | 0.35 | 0.35 | -3.7562 | 0 | 3.7562 | 0 | 5.9039 | 1.5378e-07 | -1.3323e-15 | 0 | 0 | 1.9458 | 2.1477 | 2.1477 | -0.40209 | 0.40209 | 0 | 0 | 0 | 0 | 0 | 0.20186 | 0.71195 | 0 | 0 | 0 | 0 | 0 | 0 | 0 | 0.51172 | 16.4626 | 0
134 | 28.35 | 0.2209 | 0.35 | 0.35 | 0.35 | 0 | 0 | 0 | 0 | 3.975 | 1.4931e-07 | -3.3307e-16 | 0 | 0 | 0.41897 | 3.975 | 3.975 | -16.1265 | 16.1265 | 0 | 0 | 0 | 0 | 0 | 3.556 | 12.5705 | 0 | 0 | 0 | 0 | 0 | 0 | 0 | 0 | 15.0568 | 0
135 | 27.82 | 0.24414 | 0.35 | 0.35 | 0.35 | -0.23344 | 0 | 0.23344 | 0 | 1.1269 | 3.4273e-09 | -3.3307e-16 | 0 | 0 | 0.56525 | 0.89349 | 0.89349 | 0 | 0 | 0 | 0 | 0 | 0 | 0 | 0.32825 | 1.1429 | 0 | 0 | 0 | 0 | 0 | 0 | 0 | 1.4712 | 11.88 | 0
136 | 26.97 | 0.29142 | 0.35 | 0.35 | 0.35 | -6.8048 | 0 | 6.8048 | 0 | 7.7701 | 2.1696e-07 | -6.6613e-16 | 0 | 0 | 0.96529 | 0.96529 | 0.96529 | 0 | 0 | 0 | 0 | 0 | 0 | 0 | 0 | 0 | 0 | 0 | 2.0469 | 0 | 0 | 0 | 0 | 2.0469 | 12.8456 | 0
137 | 25.78 | 0.32139 | 0.35 | 0.35 | 0.35 | -4.4517 | 0 | 4.4517 | 0 | 4.9702 | 2.3872e-07 | -3.3307e-16 | 0 | 0 | 0.51855 | 0.51855 | 0.51855 | 0 | 0 | 0 | 0 | 0 | 0 | 0 | 0 | 0 | 0 | 0 | 0 | 0 | 0 | 0 | 0 | 0 | 10.2944 | 0
138 | 24.39 | 0.35005 | 0.35 | 0.35 | 0.35 | 0 | 0 | 0 | 10.1459 | 0.41436 | -2.373e-08 | -3.3307e-16 | 0 | -5.3291e-15 | 0.5603 | 0.5603 | 10.5603 | 0 | 0 | 0 | 0 | 0 | 0 | 0 | 0 | 0 | 0 | 0 | 0.57569 | 0 | 0 | 0 | 0 | 0.57569 | 6.9005 | 0
139 | 22.68 | 0.36928 | 0.35 | 0.35 | 0.35 | 0 | 0 | 0 | 0.80445 | 0 | 0 | -6.6613e-16 | 0 | 0 | 0.80445 | 0.80445 | 0.80445 | 0 | 0 | 0 | 0 | 0 | 0 | 0 | 0 | 0 | 0 | 0 | 0 | 0 | 0 | 0 | 0 | 0 | 4.5863 | 0
140 | 21.39 | 0.37574 | 0.35 | 0.35 | 0.35 | 0 | 0 | 0 | 3.4377 | 0 | 0 | -2.6645e-15 | 0 | 0 | 3.4377 | 3.4377 | 3.4377 | 0 | 0 | 0 | 0 | 0 | 0 | 0 | 0 | 0 | 0 | 0 | 1.4072 | 0 | 0 | 0 | 0 | 1.4072 | 3.1208 | 0
141 | 20.11 | 0.3627 | 0.35 | 0.35 | 0.35 | 0 | 0 | 0 | 1.8463 | 0 | 0 | -1.3323e-15 | 0 | 0 | 1.8463 | 1.8463 | 1.8463 | 0 | 0 | 0 | 0 | 0 | 0 | 0 | 0 | 0 | 0 | 0 | 0.51172 | 0 | 0 | 0 | 0 | 0.51172 | 1.6666 | 0
142 | 19.08 | 0.34151 | 0.35 | 0.35 | 0.35 | 0 | 0 | 0 | 0.88406 | 0 | 0 | 1.2009 | 0 | 0 | 2.085 | 2.085 | 2.085 | 0 | 0 | 0 | 0 | 0 | 0 | 0 | 0 | 0 | 0 | 0 | 0 | 0 | 0 | 0 | 0 | 0 | 1.5417 | 0
143 | 18.45 | 0.32622 | 0.35 | 0.35 | 0.35 | 0 | 0 | 0 | 0 | 0 | 0 | 0.84158 | 0 | 0 | 0.84158 | 0.84158 | 0.84158 | 0 | 0 | 0 | 0 | 0 | 0 | 0 | 0 | 0 | 0 | 0 | 0 | 0 | 0 | 0 | 0 | 0 | 1.5417 | 0
144 | 18.1 | 0.32124 | 0.35 | 0.35 | 0.35 | 0 | 0 | 0 | 0 | 0 | 0 | 0.5966 | 0 | 0 | 0.5966 | 0.5966 | 0.5966 | 0 | 0 | 0 | 0 | 0 | 0 | 0 | 0 | 0 | 0 | 0 | 0 | 0 | 0 | 0 | 0 | 0 | 1.5417 | 0
145 | 17.93 | 0.32176 | 0.35 | 0.35 | 0.35 | 0 | 0 | 0 | 0 | 0 | 0 | 0.40589 | 0 | 0 | 0.40589 | 0.40589 | 0.40589 | 0 | 0 | 0 | 0 | 0 | 0 | 0 | 0 | 0 | 0 | 0 | 0 | 0 | 0 | 0 | 0 | 0 | 1.5417 | 0
146 | 17.73 | 0.32795 | 0.35 | 0.35 | 0.35 | 0 | 0 | 0 | 0 | 0 | 0 | 0.40164 | 0 | 0 | 0.40164 | 0.40164 | 0.40164 | 0 | 0 | 0 | 0 | 0 | 0 | 0 | 0 | 0 | 0 | 0 | 0 | 0 | 0 | 0 | 0 | 0 | 1.5417 | 0
147 | 17.43 | 0.32852 | 0.35 | 0.35 | 0.35 | 0 | 0 | 0 | 0 | 0 | 0 | 0.43716 | 0 | 0 | 0.43716 | 0.43716 | 0.43716 | 0 | 0 | 0 | 0 | 0 | 0 | 0 | 0 | 0 | 0 | 0 | 0 | 0 | 0 | 0 | 0 | 0 | 1.5417 | 0
148 | 16.79 | 0.32089 | 0.35 | 0.35 | 0.35 | 0 | 0 | 0 | 0 | 0 | 0 | 0.61013 | 0 | 0 | 0.61013 | 0.61013 | 0.61013 | 0 | 0 | 0 | 0 | 0 | 0 | 0 | 0 | 0 | 0 | 0 | 0 | 0 | 0 | 0 | 0 | 0 | 1.5417 | 0
149 | 17.32 | 0.30072 | 0.35 | 0.35 | 0.35 | -0.49431 | 0.49431 | 0 | 0 | 1.1125 | 7.7672e-08 | -3.3307e-16 | 0 | 0 | 0.61819 | 0.61819 | 0.61819 | 0 | 0 | 0 | 0 | 0 | 0 | 0 | 0 | 0 | 0 | 0 | 0 | 0 | 0 | 0 | 0 | 0 | 5.8686 | 0
150 | 18.98 | 0.27198 | 0.35 | 0.35 | 0.35 | -1.7133 | 1.7133 | 0 | 0 | 2.1064 | -6.4597e-08 | -3.3307e-16 | 0 | 0 | 0.39309 | 0.39309 | 0.39309 | 0 | 0 | 0 | 0 | 0 | 0 | 0 | 0 | 0 | 0 | 0 | 0 | 0 | 0 | 0 | 0 | 0 | 9.7509 | 0
151 | 21.55 | 0.23682 | 0.35 | 0.35 | 0.35 | -1.259 | 1.259 | 0 | 0 | 2.4753 | 2.0362e-07 | -6.6613e-16 | 0 | 0 | 1.2163 | 1.2163 | 1.2163 | 0 | 0 | 0 | 0 | 0 | 0 | 0 | 0 | 0 | 0 | 0 | 10.6182 | 0 | 0 | 0 | 0 | 10.6182 | 13.4636 | 0
152 | 23.65 | 0.20758 | 0.35 | 0.35 | 0.35 | -3.1098 | 3.1098 | 0 | 0 | 4.2902 | -2.4319e-07 | -6.6613e-16 | 0 | 0 | 0.94437 | 1.1804 | 1.1804 | 0 | 0 | 0 | 0 | 0 | 0 | 0 | 0.23603 | 0.72344 | 0 | 0 | 0 | 0 | 0 | 0 | 0 | 0.95947 | 15.6269 | 0
153 | 24.69 | 0.19396 | 0.35 | 0.35 | 0.35 | -6.5702 | 6.5702 | 0 | 0 | 7.0516 | -1.0192e-07 | -3.3307e-16 | 0 | 0 | 0.48142 | 0.48142 | 0.48142 | 0 | 0 | 0 | 0 | 0 | 0 | 0 | 0 | 0 | 0 | 0 | 0 | 0 | 0 | 0 | 0 | 0 | 16.1186 | 0
154 | 25.41 | 0.18686 | 0.35 | 0.35 | 0.35 | -9.3037 | 9.3037 | 0 | 0 | 9.6731 | -7.8917e-07 | -1.6653e-16 | 0 | 0 | 0.36935 | 0.36935 | 0.36935 | 0 | 0 | 0 | 0 | 0 | 0 | 0 | 0 | 0 | 0 | 0 | 0 | 0 | 0 | 0 | 0 | 0 | 16.9125 | 0
155 | 26.41 | 0.1878 | 0.35 | 0.35 | 0.35 | -10.3192 | 10.3192 | 0 | 0 | 11.3782 | -8.9407e-07 | -6.6613e-16 | 0 | 0 | 0.95588 | 1.059 | 1.059 | 0 | 0 | 0 | 0 | 0 | 0 | 0 | 0.10315 | 0.34461 | 0 | 0 | 0 | 0 | 0 | 0 | 0 | 0.44776 | 16.8512 | 0
156 | 27.18 | 0.1925 | 0.35 | 0.35 | 0.35 | -10.4526 | 10.4526 | 0 | 0 | 11.5565 | -3.7551e-07 | -3.3307e-16 | 0 | 0 | 0.45243 | 1.104 | 1.104 | 0 | 0 | 0 | 0 | 0 | 0 | 0 | 0.65152 | 2.2269 | 0 | 0 | 0 | 0 | 0 | 0 | 0 | 2.8784 | 16.3687 | 0
157 | 27.57 | 0.20037 | 0.35 | 0.35 | 0.35 | -10.4694 | 0 | 10.4694 | 0 | 11.6858 | 0.596 | -6.6613e-16 | 0 | 0 | 1.2165 | 1.2165 | 1.2165 | 0 | 0 | 0 | 0 | 0 | 0 | 0 | 0 | 0 | 0 | 0 | 0 | 0 | 0 | 0 | 0 | 0 | 15.0407 | 0
158 | 27.88 | 0.22536 | 0.35 | 0.35 | 0.35 | -7.9466 | 0 | 7.9466 | 0 | 9.4457 | 0.47626 | -6.6613e-16 | 0 | 0 | 0.77127 | 1.4991 | 1.4991 | -2.7549 | 2.7549 | 0 | 0 | 0 | 0 | 0 | 0.72785 | 2.5387 | 0 | 0 | 0 | 0 | 0 | 0 | 0 | 0.51172 | 15.6957 | 0
159 | 27.73 | 0.26341 | 0.35 | 0.35 | 0.35 | -11.3737 | 11.3737 | 0 | 10.4379 | 1.3772 | 4.8131e-08 | -3.3307e-16 | 0 | 0 | 0.44143 | 0.44143 | 0.44143 | 0 | 0 | 0 | 0 | 0 | 0 | 0 | 0 | 0 | 0 | 0 | 0 | 0 | 0 | 0 | 0 | 0 | 12.0433 | 0
160 | 27.66 | 0.3447 | 0.35 | 0.35 | 0.35 | -7.2979 | 7.2979 | 0 | 0 | 7.8515 | -1.7226e-07 | -3.3307e-16 | 0 | 0 | 0.55357 | 0.55357 | 0.55357 | 0 | 0 | 0 | 0 | 0 | 0 | 0 | 0 | 0 | 0 | 0 | 0 | 0 | 0 | 0 | 0 | 0 | 13.5724 | 0
161 | 26.92 | 0.40716 | 0.35 | 0.35 | 0.35 | -1.116 | 1.116 | 0 | 0 | 2.458 | -3.2932e-07 | -6.6613e-16 | 0 | 0 | 1.3419 | 1.3419 | 1.3419 | 0 | 0 | 0 | 0 | 0 | 0 | 0 | 0 | 0 | 0 | 0 | 0 | 0 | 0 | 0 | 0 | 0 | 11.0655 | 0
162 | 25.72 | 0.46146 | 0.35 | 0.35 | 0.35 | 0 | 0 | 0 | 1.1268 | 0.3059 | 3.7253e-09 | -6.6613e-16 | 0 | 0 | 1.4327 | 1.4327 | 1.4327 | 0 | 0 | 0 | 0 | 0 | 0 | 0 | 0 | 0 | 0 | 0 | 0.57569 | 0 | 0 | 0 | 0 | 0.57569 | 8.3419 | 0
163 | 23.03 | 0.48712 | 0.35 | 0.35 | 0.35 | 0 | 0 | 0 | 1.0223 | 0 | 0 | -6.6613e-16 | 0 | 0 | 1.0223 | 1.0223 | 1.0223 | 0 | 0 | 0 | 0 | 0 | 0 | 0 | 0 | 0 | 0 | 0 | 0.38379 | 0 | 0 | 0 | 0 | 0.38379 | 4.9839 | 0
164 | 21.89 | 0.49219 | 0.35 | 0.35 | 0.35 | 0 | 0 | 0 | 1.1979 | 0 | 0 | -6.6613e-16 | 0 | 0 | 1.1979 | 1.1979 | 1.1979 | 0 | 0 | 0 | 0 | 0 | 0 | 0 | 0 | 0 | 0 | 0 | 0.63965 | 0 | 0 | 0 | 0 | 0.63965 | 3.6888 | 0
165 | 20.83 | 0.48183 | 0.35 | 0.35 | 0.35 | 0 | 0 | 0 | 0.6504 | 0 | 0 | -3.3307e-16 | 0 | 0 | 0.6504 | 0.6504 | 0.6504 | 0 | 0 | 0 | 0 | 0 | 0 | 0 | 0 | 0 | 0 | 0 | 1.0234 | 0 | 0 | 0 | 0 | 1.0234 | 2.4846 | 0
166 | 19.85 | 0.48866 | 0.35 | 0.35 | 0.35 | 0 | 0 | 0 | 1.2792 | 0 | 0 | -6.6613e-16 | 0 | 0 | 1.2792 | 1.2792 | 1.2792 | 0 | 0 | 0 | 0 | 0 | 0 | 0 | 0 | 0 | 0 | 0 | 0 | 0 | 0 | 0 | 0 | 0 | 1.5417 | 0
167 | 19.51 | 0.4924 | 0.35 | 0.35 | 0.35 | 0 | 0 | 0 | 1.1332 | 0 | 0 | -6.6613e-16 | 0 | 0 | 1.1332 | 1.1332 | 1.1332 | 0 | 0 | 0 | 0 | 0 | 0 | 0 | 0 | 0 | 0 | 0 | 0 | 0 | 0 | 0 | 0 | 0 | 1.5417 | 0

## PV + HP_ts_plot_transition
| Temp. air in °C | CO2 eq. [kg/kWh] | elec. price household [€/kWh] | elec. price heating [€/kWh] | elec. price e-mob. [€/kWh] | Helper variable: neg. sum el | Feed-in | Battery-charge | Battery-discharge | PV | PV curtailed | Grid-demand | Grid-heatpump | Grid-eMob | El. Demand | El. Demand with heating / AC | Total El. Demand incl. EV charging | Helper variable: neg. sum th | Dhw-storage-charge | Buffer-storage-charge | Buffer-storage-charge-HT | Th. inertia-charge | Heat gains used | Solar-thermal | Heatpump-el | Heatpump-ambient heat | Gas boiler | Direct el. heater | Dhw-storage-discharge | Buffer-storage-discharge | Buffer-storage-discharge-HT | Th. inertia-discharge | Roomheat Demand | Th. Demand | Heat gains | Qmax solar-thermal
0 | 4.03 | 0.59821 | 0.35 | 0.35 | 0.35 | 0 | 0 | 0 | 0 | 0 | 0 | 0.68044 | 2.7475 | 0 | 0.68044 | 3.4279 | 3.4279 | -1.282 | 0 | 0 | 1.282 | 0 | 1.5417 | 0 | 2.7475 | 8.7911 | 0 | 0 | 0 | 0 | 0 | 0 | 11.7983 | 11.7983 | 1.5417 | 0
1 | 3.73 | 0.59181 | 0.35 | 0.35 | 0.35 | 0 | 0 | 0 | 0 | 0 | 0 | 0.50455 | 2.0171 | 0 | 0.50455 | 2.5217 | 2.5217 | -0.0064101 | 0 | 0 | 0.0064101 | 0 | 1.5417 | 0 | 2.0171 | 6.0241 | 0 | 0 | 0 | 0 | 0 | 0 | 9.0648 | 9.5765 | 1.5417 | 0
2 | 3.51 | 0.59695 | 0.35 | 0.35 | 0.35 | 0 | 0 | 0 | 0 | 0 | 0 | 0.50766 | 1.8813 | 0 | 0.50766 | 2.3889 | 2.3889 | -0.0064101 | 0 | 0 | 0.0064101 | 0 | 1.5417 | 0 | 1.8813 | 5.8108 | 0 | 0 | 0 | 0 | 0 | 0 | 9.2273 | 9.2273 | 1.5417 | 0
3 | 2.97 | 0.59076 | 0.35 | 0.35 | 0.35 | 0 | 0 | 0 | 0 | 0 | 0 | 0.53538 | 1.7199 | 0 | 0.53538 | 2.2553 | 2.2553 | 0 | 0 | 0 | 0 | 0 | 1.5417 | 0 | 1.7199 | 5.1144 | 0 | 0 | 0 | 0 | 1.2502 | 0 | 9.6263 | 9.6263 | 1.5417 | 0
4 | 3.33 | 0.58394 | 0.35 | 0.35 | 0.35 | 0 | 0 | 0 | 0 | 0 | 0 | 0.56428 | 1.9303 | 0 | 0.56428 | 2.4946 | 2.4946 | 0 | 0 | 0 | 0 | 0 | 1.5417 | 0 | 1.9303 | 5.8883 | 0 | 0 | 0 | 0 | 0 | 0 | 9.3603 | 9.3603 | 1.5417 | 0
5 | 3.72 | 0.55956 | 0.35 | 0.35 | 0.35 | 0 | 0 | 0 | 0 | 1.073 | 2.1718e-08 | 0.18479 | 0 | 0 | 0.623 | 1.2578 | 1.2578 | 0 | 0 | 0 | 0 | 0 | 6.4482 | 0 | 0.63478 | 1.9891 | 0 | 0 | 0 | 0 | 0 | 0 | 9.0722 | 9.0722 | 6.4482 | 0
6 | 5.03 | 0.53784 | 0.35 | 0.35 | 0.35 | 0 | 0 | 0 | 0 | 0.49342 | -6.8545e-09 | 0.065877 | 1.9722 | 0 | 0.5593 | 2.5315 | 2.5315 | 0 | 0 | 0 | 0 | 0 | 2.3559 | 0 | 1.9722 | 6.7313 | 0 | 0 | 0 | 0 | 0 | 0 | 11.0595 | 11.0595 | 2.3559 | 0
7 | 5.77 | 0.51195 | 0.35 | 0.35 | 0.35 | 0 | 0 | 0 | 0 | 0.79829 | -1.6838e-08 | -3.3307e-16 | 4.5314 | 0 | 0.52722 | 5.3296 | 5.3296 | 0 | 0 | 0 | 0 | 0 | 2.718 | 0 | 4.8024 | 11.4358 | 0 | 0 | 0 | 0 | 0 | 0 | 10.5128 | 18.9562 | 2.718 | 0
8 | 6.89 | 0.47213 | 0.35 | 0.35 | 0.35 | -0.36294 | 0.36294 | 0 | 0 | 2.159 | 9.2387e-08 | -3.3307e-16 | 0 | 0 | 0.61633 | 1.7961 | 1.7961 | 0 | 0 | 0 | 0 | 0 | 4.011 | 0 | 1.1797 | 4.4946 | 0 | 0 | 0 | 0 | 0 | 0 | 9.6854 | 9.6854 | 4.011 | 0
9 | 7.77 | 0.42467 | 0.35 | 0.35 | 0.35 | -1.4634 | 1.4634 | 0 | 0 | 2.8581 | 7.9572e-08 | -3.3307e-16 | 0 | 0 | 0.53225 | 1.3947 | 1.3947 | 0 | 0 | 0 | 0 | 0 | 4.8151 | 0 | 0.86244 | 3.3577 | 0 | 0 | 0 | 0 | 0 | 0 | 9.0352 | 9.0352 | 4.8151 | 0
10 | 8.81 | 0.39031 | 0.35 | 0.35 | 0.35 | -4.2755 | 4.2755 | 0 | 0 | 5.1125 | -2.265e-07 | -3.3307e-16 | 0 | 0 | 0.59667 | 0.83703 | 0.83703 | 0 | 0 | 0 | 0 | 0 | 7.0713 | 0 | 0.24036 | 0.95522 | 0 | 0 | 0 | 0 | 0 | 0 | 8.2669 | 8.2669 | 7.0713 | 0
11 | 10.41 | 0.37375 | 0.35 | 0.35 | 0.35 | -4.6549 | 1.0349 | 3.62 | 0 | 5.4166 | -5.4181e-07 | -6.6613e-16 | 0 | 0 | 0.76173 | 0.76173 | 0.76173 | -0.18149 | 0 | 0 | 0 | 0.18149 | 7.2663 | 0 | 0 | 0 | 0 | 0 | 0 | 0 | 0 | 0 | 7.0849 | 7.0849 | 7.2663 | 0
12 | 11.61 | 0.35354 | 0.35 | 0.35 | 0.35 | -7.8315 | 0 | 7.8315 | 0 | 9.2274 | 6.038e-07 | -6.6613e-16 | 0 | 0 | 0.80001 | 1.396 | 1.396 | -2.1861 | 0 | 0 | 0 | 2.1861 | 8.3844 | 0 | 0.59594 | 1.259 | 0 | 0 | 0 | 0 | 0 | 0 | 6.1983 | 8.0533 | 8.3844 | 0
13 | 12.21 | 0.36614 | 0.35 | 0.35 | 0.35 | -5.2966 | 0 | 5.2966 | 0 | 12.2689 | -7.4267e-07 | -3.3307e-16 | 0 | 0 | 0.67231 | 6.9723 | 6.9723 | -21.5168 | 19.8744 | 0 | 0 | 1.6423 | 7.3974 | 0 | 6.2999 | 13.5745 | 0 | 0 | 0 | 0 | 0 | 0 | 5.7551 | 5.7551 | 7.3974 | 0
14 | 12.31 | 0.39717 | 0.35 | 0.35 | 0.35 | 0 | 0 | 0 | 0 | 7.3464 | -3.9935e-08 | -1.3323e-15 | 0 | 0 | 1.7273 | 7.3464 | 7.3464 | -18.5551 | 11.7833 | 5.9827 | 0 | 0.78904 | 6.4702 | 0 | 5.6191 | 12.1469 | 0 | 0 | 0 | 0 | 0 | 0 | 5.6812 | 5.6812 | 6.4702 | 0
15 | 11.93 | 0.42532 | 0.35 | 0.35 | 0.35 | 0 | 0 | 0 | 0 | 1.564 | -4.366e-08 | -6.6613e-16 | 0 | 0 | 0.90796 | 1.564 | 1.564 | -0.97234 | 0 | 0 | 0 | 0.97234 | 3.3315 | 0 | 0.65609 | 2.9467 | 0 | 0 | 0 | 0 | 0 | 0 | 5.9619 | 5.9619 | 3.3315 | 0
16 | 11.19 | 0.45989 | 0.35 | 0.35 | 0.35 | -0.70418 | 0 | 0.70418 | 0 | 5.4171 | 1.1861e-07 | -6.6613e-16 | 0 | 0 | 0.79199 | 4.7129 | 4.7129 | -16.3523 | 3.2424 | 0.059678 | 0 | 13.0503 | 4.373 | 0 | 3.9209 | 14.5671 | 0 | 0 | 0 | 0 | 0 | 0 | 6.5086 | 6.5086 | 4.373 | 0
17 | 9.64 | 0.48932 | 0.35 | 0.35 | 0.35 | -1.3612 | 0 | 1.3612 | 0 | 3.9065 | 6.4373e-08 | -6.6613e-16 | 0 | 0 | 1.3531 | 2.5453 | 2.5453 | -0.53718 | 0.17243 | 0.029914 | 0 | 0.33484 | 3.1907 | 0 | 1.1921 | 4.3197 | 0 | 0 | 0 | 0 | 0 | 0 | 7.6537 | 8.1654 | 3.1907 | 0
18 | 8.57 | 0.50068 | 0.35 | 0.35 | 0.35 | 0 | 0 | 0 | 10.4694 | 0 | 0 | -6.6613e-16 | 0 | 0 | 1.4011 | 2.7953 | 10.4694 | -0.0064101 | 0 | 0 | 0.0064101 | 0 | 1.5417 | 0 | 1.3942 | 5.5147 | 0 | 0 | 1.1514 | 0 | 0 | 0 | 8.4442 | 9.5956 | 1.5417 | 0
19 | 6.82 | 0.50409 | 0.35 | 0.35 | 0.35 | 0 | 0 | 0 | 2.8616 | 0 | 0 | -1.3323e-15 | 0 | 0 | 1.5852 | 2.0924 | 2.8616 | -0.0064101 | 0 | 0 | 0.0064101 | 0 | 1.5417 | 0 | 0.50715 | 1.9246 | 0 | 0 | 1.6631 | 0 | 0 | 5.7701 | 9.7371 | 11.4002 | 1.5417 | 0
20 | 6.36 | 0.50031 | 0.35 | 0.35 | 0.35 | 0 | 0 | 0 | 2.5263 | 0 | 0 | -1.3323e-15 | 0 | 0 | 1.7571 | 1.7571 | 2.5263 | 0 | 0 | 0 | 0 | 0 | 1.5417 | 0 | 0 | 0 | 0 | 0 | 2.4307 | 0 | 0 | 8.5352 | 10.0769 | 12.5076 | 1.5417 | 0
21 | 6.15 | 0.48123 | 0.35 | 0.35 | 0.35 | 0 | 0 | 0 | 1.2713 | 0 | 0 | 0.40466 | 0.62999 | 0.76923 | 1.676 | 2.306 | 3.0752 | 0 | 0 | 0 | 0 | 0 | 1.5417 | 0 | 0.62999 | 2.3007 | 0 | 0 | 1.0234 | 5.7473 | 0.012409 | 0 | 10.232 | 11.2555 | 1.5417 | 0
22 | 5.98 | 0.46573 | 0.35 | 0.35 | 0.35 | 0 | 0 | 0 | 0 | 0 | 0 | 0.61938 | 1.91 | 0.76923 | 0.61938 | 2.5294 | 3.2986 | 0 | 0 | 0 | 0 | 0 | 1.5417 | 0 | 1.91 | 6.906 | 0 | 0 | 0 | 0 | 0 | 0 | 10.3576 | 10.3576 | 1.5417 | 0
23 | 6.05 | 0.45813 | 0.35 | 0.35 | 0.35 | 0 | 0 | 0 | 0 | 0 | 0 | 0.63843 | 1.8927 | 2.7965 | 0.63843 | 2.5311 | 5.3276 | 0 | 0 | 0 | 0 | 0 | 1.5417 | 0 | 1.8927 | 6.8716 | 0 | 0 | 0.44776 | 0 | 0 | 0 | 10.3059 | 10.7537 | 1.5417 | 0
24 | 5.82 | 0.45918 | 0.35 | 0.35 | 0.35 | 0 | 0 | 0 | 0 | 0 | 0 | 0.78649 | 2.1124 | 0.76923 | 0.78649 | 2.8989 | 3.6682 | -1.2163 | 0 | 0 | 1.2163 | 0 | 1.5417 | 0 | 2.1124 | 8.038 | 0 | 0 | 0 | 0 | 0 | 0 | 10.4758 | 10.4758 | 1.5417 | 0
25 | 5.26 | 0.47406 | 0.35 | 0.35 | 0.35 | 0 | 0 | 0 | 0 | 0 | 0 | 0.78428 | 1.3673 | 0.76923 | 0.78428 | 2.1515 | 2.9208 | 0 | 0 | 0 | 0 | 0 | 1.5417 | 0 | 1.3673 | 5.0255 | 0 | 0 | 0 | 0 | 0 | 0 | 7.9345 | 7.9345 | 1.5417 | 0
26 | 5.04 | 0.47408 | 0.35 | 0.35 | 0.35 | 0 | 0 | 0 | 0 | 0 | 0 | 0.80009 | 1.1622 | 0.76923 | 0.80009 | 1.9623 | 2.7316 | 0 | 0 | 0 | 0 | 0 | 1.5417 | 0 | 1.1622 | 4.2129 | 0 | 0 | 0 | 0 | 1.1802 | 0 | 8.097 | 8.097 | 1.5417 | 0
27 | 5.29 | 0.47453 | 0.35 | 0.35 | 0.35 | 0 | 0 | 0 | 0 | 0 | 0 | 0.71307 | 1.3605 | 0.76923 | 0.71307 | 2.0736 | 2.8428 | 0 | 0 | 0 | 0 | 0 | 1.5417 | 0 | 1.3605 | 5.0101 | 0 | 0 | 0 | 0 | 0 | 0 | 7.9123 | 7.9123 | 1.5417 | 0
28 | 5.41 | 0.48093 | 0.35 | 0.35 | 0.35 | 0 | 0 | 0 | 0 | 0 | 0 | 0.63542 | 1.3337 | 0.76923 | 0.63542 | 1.9691 | 2.7383 | 0 | 0 | 0 | 0 | 0 | 1.5417 | 0 | 1.3337 | 4.9483 | 0 | 0 | 0 | 0 | 0 | 0 | 7.8236 | 7.8236 | 1.5417 | 0
29 | 5.49 | 0.48492 | 0.35 | 0.35 | 0.35 | 0 | 0 | 0 | 0 | 0.26822 | 2.1979e-08 | 0.74832 | 1.1869 | 0.76923 | 1.0165 | 2.2035 | 2.9727 | 0 | 0 | 0 | 0 | 0 | 2.1518 | 0 | 1.1869 | 4.4258 | 0 | 0 | 0 | 0 | 0 | 0 | 7.7645 | 7.7645 | 2.1518 | 0
30 | 5.73 | 0.48384 | 0.35 | 0.35 | 0.35 | 0 | 0 | 0 | 0 | 1.1692 | -7.9721e-09 | -3.3307e-16 | 1.5253 | 0.21726 | 0.61726 | 2.1426 | 2.9118 | 0 | 0 | 0 | 0 | 0 | 3.2447 | 0 | 1.5253 | 5.7723 | 0 | 0 | 0 | 0 | 0 | 0 | 10.5423 | 10.5423 | 3.2447 | 0
31 | 6.52 | 0.46046 | 0.35 | 0.35 | 0.35 | 0 | 0 | 0 | 0 | 3.0418 | 2.262e-07 | -3.3307e-16 | 0 | 0 | 0.60221 | 1.2047 | 3.0418 | 0 | 0 | 0 | 0 | 0 | 6.9664 | 0 | 0.60245 | 2.3898 | 0 | 0 | 5.8208 | 0 | 0 | 0 | 9.9587 | 15.7795 | 6.9664 | 0
32 | 7.09 | 0.42234 | 0.35 | 0.35 | 0.35 | -1.9999 | 0 | 1.9999 | 0 | 3.4142 | -1.7792e-07 | -3.3307e-16 | 0 | 0 | 0.591 | 1.4144 | 1.4144 | 0 | 0 | 0 | 0 | 0 | 5.3548 | 0 | 0.82336 | 3.3594 | 0 | 0 | 0 | 0 | 0 | 0 | 9.5376 | 9.5376 | 5.3548 | 0
33 | 7.65 | 0.38976 | 0.35 | 0.35 | 0.35 | -0.99704 | 0 | 0.99704 | 0 | 2.7155 | 1.1444e-07 | -6.6613e-16 | 0 | 0 | 0.83903 | 1.7184 | 1.7184 | 0 | 0 | 0 | 0 | 0 | 4.6436 | 0 | 0.87941 | 3.6008 | 0 | 0 | 0.63965 | 0 | 0 | 0 | 9.1239 | 9.7635 | 4.6436 | 0
34 | 8.33 | 0.36716 | 0.35 | 0.35 | 0.35 | -1.6314 | 0 | 1.6314 | 0 | 3.196 | -1.6153e-07 | -6.6613e-16 | 0 | 0 | 0.88405 | 1.5646 | 1.5646 | 0 | 0 | 0 | 0 | 0 | 5.1425 | 0 | 0.68053 | 2.7985 | 0 | 0 | 0 | 0 | 0 | 0 | 8.6215 | 8.6215 | 5.1425 | 0
35 | 9.21 | 0.35765 | 0.35 | 0.35 | 0.35 | -0.41711 | 0 | 0.41711 | 0 | 2.0569 | -1.4886e-07 | -6.6613e-16 | 0 | 0 | 0.86425 | 1.6398 | 1.6398 | 0 | 0 | 0 | 0 | 0 | 3.9889 | 0 | 0.77554 | 3.2069 | 0 | 0 | 0 | 0 | 0 | 0 | 7.9714 | 7.9714 | 3.9889 | 0
36 | 9.79 | 0.36358 | 0.35 | 0.35 | 0.35 | -3.8293 | 0 | 3.8293 | 0 | 4.9697 | -2.867e-07 | -6.6613e-16 | 0 | 0 | 0.98297 | 1.1405 | 1.1405 | 0 | 0 | 0 | 0 | 0 | 6.7318 | 0 | 0.1575 | 0.65362 | 0 | 0 | 4.3496 | 0 | 0 | 0 | 7.5429 | 11.8925 | 6.7318 | 0
37 | 10 | 0.37248 | 0.35 | 0.35 | 0.35 | -0.37651 | 0 | 0.37651 | 0 | 2.5628 | -8.1658e-08 | -6.6613e-16 | 0 | 0 | 1.3591 | 2.1863 | 2.1863 | -1.2163 | 0 | 0 | 1.2163 | 0 | 4.3395 | 0 | 0.82716 | 3.4373 | 0 | 0 | 0 | 0 | 0 | 0 | 7.3878 | 7.3878 | 4.3395 | 0
38 | 10.09 | 0.38848 | 0.35 | 0.35 | 0.35 | 0 | 0 | 0 | 0 | 1.005 | 5.7817e-08 | -6.6613e-16 | 0.66253 | 0 | 0.78939 | 1.6676 | 1.6676 | 0 | 0 | 0 | 0 | 0 | 2.7722 | 0 | 0.87817 | 3.6709 | 0 | 0 | 0 | 0 | 0 | 0 | 7.3213 | 7.3213 | 2.7722 | 0
39 | 9.76 | 0.41564 | 0.35 | 0.35 | 0.35 | 0 | 0 | 0 | 0 | 1.0779 | -7.3686e-08 | 0.63411 | 0 | 0 | 0.7948 | 1.712 | 1.712 | 0 | 0 | 0 | 0 | 0 | 2.8422 | 0 | 0.91719 | 3.8057 | 0 | 0 | 0 | 0 | 0 | 0 | 7.5651 | 7.5651 | 2.8422 | 0
40 | 9.38 | 0.44165 | 0.35 | 0.35 | 0.35 | 0 | 0 | 0 | 0.76467 | 1.604 | -1.1623e-08 | -1.3323e-15 | 0 | 0 | 1.6917 | 2.3686 | 2.3686 | 0 | 0 | 0 | 0 | 0 | 3.1924 | 0 | 0.67694 | 2.8022 | 0 | 0 | 0 | 0 | 1.1743 | 0 | 7.8458 | 7.8458 | 3.1924 | 0
41 | 8.94 | 0.46898 | 0.35 | 0.35 | 0.35 | 0 | 0 | 0 | 1.0071 | 1.2872 | -1.5199e-08 | -6.6613e-16 | 0 | 0 | 1.1919 | 2.2943 | 2.2943 | 0 | 0 | 0 | 0 | 0 | 2.5176 | 0 | 1.1024 | 4.5508 | 0 | 0 | 0.70362 | 0 | 0 | 0 | 8.1709 | 8.8745 | 2.5176 | 0
42 | 8.38 | 0.4716 | 0.35 | 0.35 | 0.35 | 0 | 0 | 0 | 3.1173 | 0 | 0 | -6.6613e-16 | 0 | 0 | 0.97077 | 2.3481 | 3.1173 | 0 | 0 | 0 | 0 | 0 | 1.5417 | 0 | 1.3773 | 5.6656 | 0 | 0 | 0.83154 | 0 | 0 | 0 | 8.5846 | 9.4161 | 1.5417 | 0
43 | 8.46 | 0.45664 | 0.35 | 0.35 | 0.35 | 0 | 0 | 0 | 3.5071 | 0 | 0 | -1.3323e-15 | 0.81453 | 0.76923 | 2.9564 | 4.3216 | 5.0909 | 0 | 0 | 0 | 0 | 0 | 1.5417 | 0 | 1.3652 | 5.6186 | 0 | 0 | 1.2793 | 0 | 0 | 0 | 8.5255 | 9.8048 | 1.5417 | 0
44 | 7.97 | 0.43816 | 0.35 | 0.35 | 0.35 | 0 | 0 | 0 | 0 | 0 | 0 | 2.5598 | 1.4395 | 0.76923 | 2.5598 | 3.9993 | 4.7685 | 0 | 0 | 0 | 0 | 0 | 1.5417 | 0 | 1.4395 | 5.9063 | 0 | 0 | 0.44776 | 0 | 0 | 0 | 8.8875 | 9.3352 | 1.5417 | 0
45 | 7.68 | 0.42899 | 0.35 | 0.35 | 0.35 | 0 | 0 | 0 | 0 | 0 | 0 | 3.3522 | 1.4837 | 0.76923 | 3.3522 | 4.8359 | 5.6051 | 0 | 0 | 0 | 0 | 0 | 1.5417 | 0 | 1.4837 | 6.0764 | 0 | 0 | 0.51172 | 0 | 0 | 0 | 9.1017 | 9.6134 | 1.5417 | 0
46 | 7.17 | 0.4191 | 0.35 | 0.35 | 0.35 | 0 | 0 | 0 | 0 | 0 | 0 | 2.8466 | 1.801 | 0.76923 | 2.8466 | 4.6476 | 5.4168 | -1.2163 | 0 | 0 | 1.2163 | 0 | 1.5417 | 0 | 1.801 | 7.3521 | 0 | 0 | 0 | 0 | 0 | 0 | 9.4785 | 9.4785 | 1.5417 | 0
47 | 6.89 | 0.41845 | 0.35 | 0.35 | 0.35 | 0 | 0 | 0 | 0 | 0 | 0 | 1.5912 | 1.6131 | 0.76923 | 1.5912 | 3.2042 | 3.9735 | -0.0060813 | 0 | 0 | 0.0060813 | 0 | 1.5417 | 0 | 1.6131 | 6.5367 | 0 | 0 | 0 | 0 | 0 | 0 | 9.6854 | 9.6854 | 1.5417 | 0
48 | 6.73 | 0.41449 | 0.35 | 0.35 | 0.35 | 0 | 0 | 0 | 0 | 0 | 0 | 0.66816 | 1.7745 | 0.76923 | 0.66816 | 2.4427 | 3.2119 | 0 | 0 | 0 | 0 | 0 | 1.5417 | 0 | 1.7745 | 6.4874 | 0 | 0 | 0 | 0 | 0 | 0 | 9.8036 | 9.8036 | 1.5417 | 0
49 | 6.61 | 0.42065 | 0.35 | 0.35 | 0.35 | 0 | 0 | 0 | 0 | 0 | 0 | 0.58402 | 1.165 | 0.76923 | 0.58402 | 1.749 | 2.5182 | 0 | 0 | 0 | 0 | 0 | 1.5417 | 0 | 1.165 | 4.2305 | 0 | 0 | 0 | 0 | 0 | 0 | 6.9371 | 6.9371 | 1.5417 | 0
50 | 6.46 | 0.42115 | 0.35 | 0.35 | 0.35 | 0 | 0 | 0 | 0 | 0 | 0 | 0.60028 | 1.1968 | 0.76923 | 0.60028 | 1.7971 | 2.5663 | 0 | 0 | 0 | 0 | 0 | 1.5417 | 0 | 1.1968 | 4.3094 | 0 | 0 | 0 | 0 | 0 | 0 | 7.0479 | 7.0479 | 1.5417 | 0
51 | 6.28 | 0.4389 | 0.35 | 0.35 | 0.35 | 0 | 0 | 0 | 0 | 0 | 0 | 0.61324 | 0.97961 | 0.76923 | 0.61324 | 1.5928 | 2.3621 | 0 | 0 | 0 | 0 | 0 | 1.5417 | 0 | 0.97961 | 3.4912 | 0 | 0 | 0 | 0 | 1.1684 | 0 | 7.1809 | 7.1809 | 1.5417 | 0
52 | 6.21 | 0.44456 | 0.35 | 0.35 | 0.35 | 0 | 0 | 0 | 0 | 0 | 0 | 0.59351 | 1.2509 | 0.76923 | 0.59351 | 1.8444 | 2.6136 | 0 | 0 | 0 | 0 | 0 | 1.5417 | 0 | 1.2509 | 4.4401 | 0 | 0 | 0 | 0 | 0 | 0 | 7.2326 | 7.2326 | 1.5417 | 0
53 | 6.25 | 0.44063 | 0.35 | 0.35 | 0.35 | 0 | 0 | 0 | 0 | 0.1758 | -6.7987e-09 | 0.65758 | 1.1528 | 0.59343 | 0.65758 | 1.8104 | 2.5796 | 0 | 0 | 0 | 0 | 0 | 1.9487 | 0 | 1.1528 | 4.1015 | 0 | 0 | 0 | 0 | 0 | 0 | 7.2031 | 7.2031 | 1.9487 | 0
54 | 6.47 | 0.4308 | 0.35 | 0.35 | 0.35 | 0 | 0 | 0 | 0 | 0.66684 | -5.9381e-08 | 0.12104 | 1.6139 | 0.76923 | 0.78788 | 2.4018 | 3.171 | 0 | 0 | 0 | 0 | 0 | 2.5671 | 0 | 1.6139 | 5.8146 | 0 | 0 | 0 | 0 | 0 | 0 | 9.9956 | 9.9956 | 2.5671 | 0
55 | 7.46 | 0.39055 | 0.35 | 0.35 | 0.35 | 0 | 0 | 0 | 0 | 1.2698 | -6.3106e-08 | 0.69738 | 1.2616 | 9.4994 | 0.69738 | 1.959 | 12.7282 | 0 | 0 | 0 | 0 | 0 | 3.2607 | 0 | 1.2616 | 4.742 | 0 | 0 | 7.4199 | 0 | 0 | 0 | 9.2643 | 16.6842 | 3.2607 | 0
56 | 7.82 | 0.31888 | 0.35 | 0.35 | 0.35 | -2.0311 | 0 | 2.0311 | 0 | 3.4956 | -9.1195e-08 | -3.3307e-16 | 0 | 0 | 0.73507 | 1.4644 | 1.4644 | 0 | 0 | 0 | 0 | 0 | 5.5002 | 0 | 0.72935 | 2.7687 | 0 | 0 | 0 | 0 | 0 | 0 | 8.9983 | 8.9983 | 5.5002 | 0
57 | 9.03 | 0.27325 | 0.35 | 0.35 | 0.35 | 0 | 0 | 0 | 0 | 3.2385 | -2.1666e-07 | -3.3307e-16 | 0 | 0 | 0.51214 | 3.2385 | 3.2385 | -6.2393 | 4.9244 | 0 | 1.3149 | 0 | 5.1156 | 0 | 2.7264 | 7.0134 | 0 | 0 | 0 | 0 | 0 | 0 | 8.1044 | 8.6161 | 5.1156 | 0
58 | 9.09 | 0.26351 | 0.35 | 0.35 | 0.35 | 0 | 0 | 0 | 0 | 3.6568 | 7.7784e-08 | -3.3307e-16 | 0 | 0 | 0.53088 | 3.6568 | 3.6568 | -7.7452 | 7.7386 | 0 | 0.0065744 | 0 | 5.6364 | 0 | 3.1259 | 7.0429 | 0 | 0 | 0 | 0 | 0 | 0 | 8.06 | 8.06 | 5.6364 | 0
59 | 9.93 | 0.26122 | 0.35 | 0.35 | 0.35 | 0 | 0 | 0 | 0 | 1.7917 | -3.919e-08 | -3.3307e-16 | 2.4556 | 0 | 0.60105 | 4.2472 | 4.2472 | -8.7049 | 8.6984 | 0 | 0.0065744 | 0 | 3.7239 | 0 | 3.6462 | 8.7743 | 0 | 0 | 0 | 0 | 0 | 0 | 7.4395 | 7.4395 | 3.7239 | 0
60 | 9.33 | 0.26238 | 0.35 | 0.35 | 0.35 | 0 | 0 | 0 | 0 | 1.5286 | 1.7583e-08 | 1.3976 | 0.92739 | 0 | 1.3976 | 3.8536 | 3.8536 | -0.0065744 | 0 | 0 | 0.0065744 | 0 | 3.4435 | 0 | 2.456 | 6.5953 | 0 | 0 | 0 | 0 | 0 | 0 | 7.8827 | 12.4882 | 3.4435 | 0
61 | 7.36 | 0.27423 | 0.35 | 0.35 | 0.35 | 0 | 0 | 0 | 0 | 1.3825 | 5.4836e-08 | -6.6613e-16 | 0.96218 | 0 | 1.0446 | 2.3447 | 2.3447 | -0.0065744 | 0 | 0 | 0.0065744 | 0 | 3.1714 | 0 | 1.3001 | 4.8732 | 0 | 0 | 0.70362 | 0 | 0 | 0 | 9.3381 | 10.0417 | 3.1714 | 0
62 | 6.49 | 0.29633 | 0.35 | 0.35 | 0.35 | 0 | 0 | 0 | 0 | 1.1238 | -2.0489e-08 | -6.6613e-16 | 1.4707 | 0 | 1.0495 | 2.5945 | 2.5945 | -0.0065744 | 0 | 0 | 0.0065744 | 0 | 2.8701 | 0 | 1.545 | 5.5724 | 0 | 0 | 0 | 0 | 0 | 0 | 9.9809 | 9.9809 | 2.8701 | 0
63 | 5.81 | 0.31598 | 0.35 | 0.35 | 0.35 | 0 | 0 | 0 | 0 | 0.65563 | 4.366e-08 | -3.3307e-16 | 1.6647 | 0 | 0.51157 | 2.3203 | 2.3203 | -0.0065744 | 0 | 0 | 0.0065744 | 0 | 2.4086 | 0 | 1.8088 | 6.2724 | 0 | 0 | 0.57569 | 0 | 0 | 0 | 10.4832 | 11.0589 | 2.4086 | 0
64 | 5.36 | 0.35657 | 0.35 | 0.35 | 0.35 | 0 | 0 | 0 | 0 | 0.46599 | 1.356e-08 | 0.033033 | 1.9675 | 0 | 0.49902 | 2.4665 | 2.4665 | -0.0065744 | 0 | 0 | 0.0065744 | 0 | 2.2129 | 0 | 1.9675 | 6.6419 | 0 | 0 | 0 | 0 | 0 | 0 | 10.8157 | 10.8157 | 2.2129 | 0
65 | 4.95 | 0.38963 | 0.35 | 0.35 | 0.35 | 0 | 0 | 0 | 0 | 0.99487 | -9.8348e-09 | 1.0597 | 1.0339 | 0 | 1.0597 | 3.0884 | 3.0884 | -0.0065744 | 0 | 0 | 0.0065744 | 0 | 2.4178 | 0 | 2.0287 | 6.6786 | 0 | 0 | 0.51172 | 0 | 0 | 0 | 11.1186 | 11.6303 | 2.4178 | 0
66 | 4.58 | 0.4182 | 0.35 | 0.35 | 0.35 | 0 | 0 | 0 | 1.8348 | 0 | 0 | -3.3307e-16 | 1.9799 | 0 | 0.70773 | 3.0455 | 3.8147 | -0.0065744 | 0 | 0 | 0.0065744 | 0 | 1.5417 | 0 | 2.3378 | 7.5191 | 0 | 0 | 0.57569 | 0 | 0 | 0 | 11.3919 | 11.9676 | 1.5417 | 0
67 | 4.29 | 0.42226 | 0.35 | 0.35 | 0.35 | 0 | 0 | 0 | 0 | 0 | 0 | 1.0798 | 2.4226 | 0.76923 | 1.0798 | 3.5024 | 4.2716 | -0.0065744 | 0 | 0 | 0.0065744 | 0 | 1.5417 | 0 | 2.4226 | 7.6484 | 0 | 0 | 0.95947 | 0 | 0 | 0 | 11.6062 | 12.5656 | 1.5417 | 0
68 | 3.68 | 0.4264 | 0.35 | 0.35 | 0.35 | 0 | 0 | 0 | 0 | 0 | 0 | 0.85889 | 2.6093 | 0.76923 | 0.85889 | 3.4682 | 4.2375 | -0.0065744 | 0 | 0 | 0.0065744 | 0 | 1.5417 | 0 | 2.6093 | 7.9124 | 0 | 0 | 0.83154 | 0 | 0 | 0 | 12.0568 | 12.8884 | 1.5417 | 0
69 | 3.18 | 0.427 | 0.35 | 0.35 | 0.35 | 0 | 0 | 0 | 0 | 0 | 0 | 1.5778 | 2.7712 | 0.76923 | 1.5778 | 4.349 | 5.1182 | -0.0065744 | 0 | 0 | 0.0065744 | 0 | 1.5417 | 0 | 2.7712 | 8.1199 | 0 | 0 | 1.2153 | 0 | 0 | 0 | 12.4262 | 13.6415 | 1.5417 | 0
70 | 2.8 | 0.41606 | 0.35 | 0.35 | 0.35 | 0 | 0 | 0 | 0 | 0 | 0 | 2.5667 | 2.8999 | 10.7692 | 2.5667 | 5.4666 | 16.2358 | -0.0065744 | 0 | 0 | 0.0065744 | 0 | 1.5417 | 0 | 2.8999 | 8.2719 | 0 | 0 | 0 | 0 | 0 | 0 | 12.7069 | 12.7069 | 1.5417 | 0
71 | 2.43 | 0.43074 | 0.35 | 0.35 | 0.35 | 0 | 0 | 0 | 0 | 0 | 0 | 2.2607 | 3.0287 | 0.76923 | 2.2607 | 5.2893 | 6.0585 | 0 | 0 | 0 | 0 | 0 | 1.5417 | 0 | 3.0287 | 8.41 | 0 | 0 | 0 | 0 | 0 | 0 | 12.9803 | 12.9803 | 1.5417 | 0
72 | 2.39 | 0.44446 | 0.35 | 0.35 | 0.35 | 0 | 0 | 0 | 0 | 0 | 0 | 0.47777 | 3.0431 | 0.76923 | 0.47777 | 3.5208 | 4.2901 | 0 | 0 | 0 | 0 | 0 | 1.5417 | 0 | 3.0431 | 8.4251 | 0 | 0 | 0 | 0 | 0 | 0 | 13.0098 | 13.0098 | 1.5417 | 0
73 | 2.09 | 0.44908 | 0.35 | 0.35 | 0.35 | 0 | 0 | 0 | 0 | 0 | 0 | 0.57685 | 2.0137 | 0.76923 | 0.57685 | 2.5905 | 3.3597 | 0 | 0 | 0 | 0 | 0 | 1.5417 | 0 | 2.0137 | 5.4516 | 0 | 0 | 0 | 0 | 1.2695 | 0 | 10.2764 | 10.2764 | 1.5417 | 0
74 | 2.2 | 0.46413 | 0.35 | 0.35 | 0.35 | 0 | 0 | 0 | 0 | 0 | 0 | 0.37021 | 2.3201 | 0.76923 | 0.37021 | 2.6903 | 3.4595 | 0 | 0 | 0 | 0 | 0 | 1.5417 | 0 | 2.3201 | 6.3333 | 0 | 0 | 0 | 0 | 0 | 0 | 10.1951 | 10.1951 | 1.5417 | 0
75 | 2.23 | 0.47185 | 0.35 | 0.35 | 0.35 | 0 | 0 | 0 | 0 | 0 | 0 | 0.31449 | 2.3104 | 0.76923 | 0.31449 | 2.6248 | 3.3941 | 0 | 0 | 0 | 0 | 0 | 1.5417 | 0 | 2.3104 | 6.3209 | 0 | 0 | 0 | 0 | 0 | 0 | 10.1729 | 10.1729 | 1.5417 | 0
76 | 2.21 | 0.47578 | 0.35 | 0.35 | 0.35 | 0 | 0 | 0 | 0 | 0 | 0 | 0.28066 | 2.3168 | 0.76923 | 0.28066 | 2.5975 | 3.3667 | 0 | 0 | 0 | 0 | 0 | 1.5417 | 0 | 2.3168 | 6.3292 | 0 | 0 | 0 | 0 | 0 | 0 | 10.1877 | 10.1877 | 1.5417 | 0
77 | 2.29 | 0.46872 | 0.35 | 0.35 | 0.35 | 0 | 0 | 0 | 0 | 0.43455 | -1.4007e-08 | 0.46828 | 2.0345 | 0.33468 | 0.46828 | 2.5028 | 3.2721 | 0 | 0 | 0 | 0 | 0 | 2.5028 | 0 | 2.0345 | 5.5913 | 0 | 0 | 0 | 0 | 0 | 0 | 10.1286 | 10.1286 | 2.5028 | 0
78 | 2.83 | 0.45011 | 0.35 | 0.35 | 0.35 | 0 | 0 | 0 | 0 | 1.611 | -4.0829e-08 | -1.6653e-16 | 0.94704 | 0.76923 | 0.34634 | 2.5581 | 3.3273 | 0 | 0 | 0 | 0 | 0 | 4.1507 | 0 | 2.2117 | 6.3224 | 0 | 0 | 0 | 0 | 0 | 0 | 12.6848 | 12.6848 | 4.1507 | 0
79 | 3.25 | 0.43029 | 0.35 | 0.35 | 0.35 | 0 | 0 | 0 | 0 | 1.6889 | -5.3346e-08 | 0.46115 | 1.2839 | 0 | 0.46115 | 2.6647 | 3.4339 | 0 | 0 | 0 | 0 | 0 | 3.6829 | 0 | 2.2035 | 6.4881 | 0 | 0 | 15.2876 | 0 | 0 | 0 | 12.3745 | 27.6621 | 3.6829 | 0
80 | 4.02 | 0.40339 | 0.35 | 0.35 | 0.35 | 0 | 0 | 0 | 0 | 1.5697 | 4.3213e-08 | 0.66669 | 0.48195 | 0 | 0.66669 | 2.7184 | 2.7184 | 0 | 0 | 0 | 0 | 0 | 3.39 | 0 | 2.0517 | 6.364 | 0 | 0 | 0 | 0 | 0 | 0 | 11.8056 | 11.8056 | 3.39 | 0
81 | 5.13 | 0.39103 | 0.35 | 0.35 | 0.35 | -0.49373 | 0 | 0.49373 | 0 | 2.4392 | -5.4091e-08 | -3.3307e-16 | 0 | 0 | 0.3902 | 1.9454 | 1.9454 | 0 | 0 | 0 | 0 | 0 | 4.2534 | 0 | 1.5552 | 5.177 | 0 | 0 | 0 | 0 | 0 | 0 | 10.9856 | 10.9856 | 4.2534 | 0
82 | 5.74 | 0.36853 | 0.35 | 0.35 | 0.35 | -0.26427 | 0 | 0.26427 | 0 | 2.6796 | 4.828e-08 | -6.6613e-16 | 0 | 0 | 1.0785 | 2.4154 | 2.4154 | 0 | 0 | 0 | 0 | 0 | 4.5814 | 0 | 1.3368 | 4.6167 | 0 | 0 | 0 | 0 | 0 | 0 | 10.5349 | 10.5349 | 4.5814 | 0
83 | 6.75 | 0.35053 | 0.35 | 0.35 | 0.35 | -2.4652 | 0 | 2.4652 | 0 | 3.8905 | 5.424e-08 | -1.6653e-16 | 0 | 0 | 0.36378 | 1.4253 | 1.4253 | 0 | 0 | 0 | 0 | 0 | 5.8053 | 0 | 1.0615 | 3.4977 | 0 | 0 | 0 | 0 | 0 | 0 | 9.7888 | 10.3645 | 5.8053 | 0
84 | 7.74 | 0.34851 | 0.35 | 0.35 | 0.35 | 0 | 0 | 0 | 0 | 3.6759 | -2.9206e-07 | -6.6613e-16 | 0 | 0 | 0.77964 | 3.6759 | 3.6759 | -4.3398 | 4.3398 | 0 | 0 | 0 | 5.6 | 0 | 2.8962 | 6.756 | 0 | 0 | 0 | 0 | 0 | 0 | 9.0574 | 10.9124 | 5.6 | 0
85 | 8.88 | 0.34753 | 0.35 | 0.35 | 0.35 | 0 | 0 | 0 | 0 | 2.2649 | 5.722e-08 | -6.6613e-16 | 0 | 0 | 0.97172 | 2.2649 | 2.2649 | -1.2915 | 1.2915 | 0 | 0 | 0 | 4.0366 | 0 | 1.2932 | 4.1769 | 0 | 0 | 0 | 0 | 0 | 0 | 8.2152 | 8.2152 | 4.0366 | 0
86 | 9.39 | 0.36356 | 0.35 | 0.35 | 0.35 | 0 | 0 | 0 | 0 | 2.364 | 1.2413e-07 | -6.6613e-16 | 0 | 0 | 0.99598 | 2.364 | 2.364 | -1.7929 | 1.7929 | 0 | 0 | 0 | 4.0588 | 0 | 1.368 | 4.2045 | 0 | 0 | 0 | 0 | 0 | 0 | 7.8384 | 7.8384 | 4.0588 | 0
87 | 10.32 | 0.38082 | 0.35 | 0.35 | 0.35 | 0 | 0 | 0 | 0 | 0.91916 | -6.7055e-09 | -3.3307e-16 | 0.60732 | 0 | 0.437 | 1.5265 | 1.5265 | 0 | 0 | 0 | 0 | 0 | 2.6883 | 0 | 1.0895 | 4.0132 | 0 | 0 | 0 | 0 | 0 | 0 | 7.1514 | 7.791 | 2.6883 | 0
88 | 10.43 | 0.40648 | 0.35 | 0.35 | 0.35 | 0 | 0 | 0 | 0 | 2.3288 | 2.8461e-08 | 0.57935 | 2.326 | 0 | 0.57935 | 5.2341 | 5.2341 | -12.1866 | 10.8717 | 0 | 1.3149 | 0 | 3.585 | 0 | 4.6548 | 11.4008 | 0 | 0 | 0 | 0 | 0 | 0 | 7.0701 | 7.4539 | 3.585 | 0
89 | 9.74 | 0.44257 | 0.35 | 0.35 | 0.35 | 0 | 0 | 0 | 0 | 0.31518 | -1.9707e-08 | 0.78184 | 0.94147 | 0 | 0.78184 | 2.0385 | 2.0385 | -0.0065744 | 0 | 0 | 0.0065744 | 0 | 2.059 | 0 | 1.2566 | 4.7185 | 0 | 0 | 0 | 0 | 0 | 0 | 7.5798 | 8.0276 | 2.059 | 0
90 | 8.51 | 0.45168 | 0.35 | 0.35 | 0.35 | 0 | 0 | 0 | 2.9269 | 0 | 0 | 0.15309 | 0 | 0 | 1.6515 | 3.08 | 3.08 | -0.0065744 | 0 | 0 | 0.0065744 | 0 | 1.5417 | 0 | 1.4285 | 5.525 | 0 | 0 | 2.1108 | 0 | 0 | 0 | 8.4885 | 10.5994 | 1.5417 | 0
91 | 7.54 | 0.44233 | 0.35 | 0.35 | 0.35 | 0 | 0 | 0 | 0 | 0 | 0 | 1.2123 | 1.609 | 0 | 1.2123 | 2.8212 | 2.8212 | -0.0065744 | 0 | 0 | 0.0065744 | 0 | 1.5417 | 0 | 1.609 | 6.0611 | 0 | 0 | 2.0469 | 0 | 0 | 0 | 9.2051 | 11.252 | 1.5417 | 0
92 | 6.5 | 0.431 | 0.35 | 0.35 | 0.35 | 0 | 0 | 0 | 0 | 0 | 0 | 1.0801 | 1.8309 | 0 | 1.0801 | 2.911 | 2.911 | -0.0065744 | 0 | 0 | 0.0065744 | 0 | 1.5417 | 0 | 1.8309 | 6.6075 | 0 | 0 | 2.1108 | 0 | 0 | 0 | 9.9735 | 12.0843 | 1.5417 | 0
93 | 5.68 | 0.42331 | 0.35 | 0.35 | 0.35 | 0 | 0 | 0 | 0 | 0 | 0 | 1.4178 | 2.0364 | 0 | 1.4178 | 3.4542 | 3.4542 | -0.0065744 | 0 | 0 | 0.0065744 | 0 | 1.5417 | 0 | 2.0364 | 7.0078 | 0 | 0 | 1.7271 | 0 | 0 | 0 | 10.5793 | 12.3063 | 1.5417 | 0
94 | 5 | 0.39347 | 0.35 | 0.35 | 0.35 | 0 | 0 | 0 | 0 | 0 | 0 | 1.1408 | 2.219 | 0 | 1.1408 | 3.3598 | 3.3598 | -0.0065744 | 0 | 0 | 0.0065744 | 0 | 1.5417 | 0 | 2.219 | 7.3276 | 0 | 0 | 0 | 0 | 0 | 0 | 11.0816 | 11.0816 | 1.5417 | 0
95 | 4.6 | 0.39036 | 0.35 | 0.35 | 0.35 | 0 | 0 | 0 | 0 | 0 | 0 | 0.60412 | 2.332 | 0 | 0.60412 | 2.9361 | 2.9361 | -0.0065744 | 0 | 0 | 0.0065744 | 0 | 1.5417 | 0 | 2.332 | 7.5101 | 0 | 0 | 0.70362 | 0 | 0 | 0 | 11.3772 | 12.0808 | 1.5417 | 0
96 | 4.36 | 0.39214 | 0.35 | 0.35 | 0.35 | 0 | 0 | 0 | 0 | 0 | 0 | 0.35979 | 2.4019 | 0 | 0.35979 | 2.7617 | 2.7617 | -0.0065744 | 0 | 0 | 0.0065744 | 0 | 1.5417 | 0 | 2.4019 | 7.6174 | 0 | 0 | 0 | 0 | 0 | 0 | 11.5545 | 11.5545 | 1.5417 | 0
97 | 3.87 | 0.40041 | 0.35 | 0.35 | 0.35 | 0 | 0 | 0 | 0 | 0 | 0 | 0.32471 | 1.8241 | 0 | 0.32471 | 2.1488 | 2.1488 | -0.0065744 | 0 | 0 | 0.0065744 | 0 | 1.5417 | 0 | 1.8241 | 5.6022 | 0 | 0 | 0 | 0 | 0 | 0 | 8.9614 | 8.9614 | 1.5417 | 0
98 | 3.52 | 0.41181 | 0.35 | 0.35 | 0.35 | 0 | 0 | 0 | 0 | 0 | 0 | 0.36251 | 1.9214 | 0 | 0.36251 | 2.2839 | 2.2839 | -0.0065744 | 0 | 0 | 0.0065744 | 0 | 1.5417 | 0 | 1.9214 | 5.7635 | 0 | 0 | 0.63965 | 0 | 0 | 0 | 9.2199 | 9.8596 | 1.5417 | 0
99 | 3.36 | 0.41982 | 0.35 | 0.35 | 0.35 | 0 | 0 | 0 | 0 | 0 | 0 | 0.39612 | 1.967 | 0 | 0.39612 | 2.3631 | 2.3631 | -0.0065744 | 0 | 0 | 0.0065744 | 0 | 1.5417 | 0 | 1.967 | 5.836 | 0 | 0 | 0 | 0 | 0 | 0 | 9.3381 | 9.3381 | 1.5417 | 0
100 | 2.85 | 0.41648 | 0.35 | 0.35 | 0.35 | 0 | 0 | 0 | 0 | 0 | 0 | 0.49496 | 2.116 | 0 | 0.49496 | 2.6109 | 2.6109 | 0 | 0 | 0 | 0 | 0 | 1.5417 | 0 | 2.116 | 6.0573 | 0 | 0 | 0 | 0 | 0 | 0 | 9.7149 | 9.7149 | 1.5417 | 0
101 | 2.61 | 0.42422 | 0.35 | 0.35 | 0.35 | 0 | 0 | 0 | 0 | 0.097075 | -1.695e-09 | 0.53775 | 1.6829 | 0 | 0.53775 | 2.3177 | 2.3177 | 0 | 0 | 0 | 0 | 0 | 1.8282 | 0 | 1.78 | 5.0082 | 0 | 0 | 0 | 0 | 1.2759 | 0 | 9.8922 | 9.8922 | 1.8282 | 0
102 | 3.96 | 0.40709 | 0.35 | 0.35 | 0.35 | 0 | 0 | 0 | 0 | 0.75249 | -5.6401e-08 | -1.6653e-16 | 1.8378 | 0 | 0.34254 | 2.5903 | 2.5903 | 0 | 0 | 0 | 0 | 0 | 2.6575 | 0 | 2.2478 | 6.9447 | 0 | 0 | 0 | 0 | 0 | 0 | 11.85 | 11.85 | 2.6575 | 0
103 | 5.67 | 0.36751 | 0.35 | 0.35 | 0.35 | 0 | 0 | 0 | 0 | 2.99 | -6.1095e-08 | -6.6613e-16 | 0.97233 | 7.7841 | 0.77411 | 1.7464 | 11.7464 | 0 | 0 | 0 | 0 | 0 | 6.2703 | 0 | 0.97233 | 3.344 | 0 | 0 | 7.6758 | 0 | 0 | 0 | 10.5867 | 18.2625 | 6.2703 | 0
104 | 7.63 | 0.32124 | 0.35 | 0.35 | 0.35 | -0.33367 | 0.33367 | 0 | 0 | 5.0116 | -5.2154e-08 | -3.3307e-16 | 0 | 0 | 0.72932 | 4.678 | 4.678 | 0 | 0 | 0 | 0 | 0 | 9.0914 | 0 | 3.9486 | 7.2925 | 0 | 0 | 0 | 0 | 0 | 0 | 9.1387 | 20.3325 | 9.0914 | 0
105 | 9.36 | 0.27031 | 0.35 | 0.35 | 0.35 | -6.5643 | 6.5643 | 0 | 0 | 7.1843 | -9.8944e-08 | -3.3307e-16 | 0 | 0 | 0.42542 | 0.62008 | 0.62008 | -1.8511 | 0 | 0 | 0 | 1.8511 | 9.7117 | 0 | 0.19466 | 0.38102 | 0 | 0 | 0 | 0 | 0 | 0 | 7.8606 | 8.4363 | 9.7117 | 0
106 | 10.72 | 0.25116 | 0.35 | 0.35 | 0.35 | -9.9243 | 9.9243 | 0 | 0 | 11.3387 | 4.1246e-07 | -6.6613e-16 | 0 | 0 | 1.4144 | 1.4144 | 1.4144 | -4.021 | 0 | 0 | 0 | 4.021 | 10.8769 | 0 | 0 | 0 | 0 | 0 | 0 | 0 | 0 | 0 | 6.8558 | 6.8558 | 10.8769 | 0
107 | 12.4 | 0.23896 | 0.35 | 0.35 | 0.35 | -12.3209 | 12.3209 | 0 | 0 | 12.823 | -1.1337e-06 | -3.3307e-16 | 0 | 0 | 0.5021 | 0.5021 | 0.5021 | -3.7114 | 0 | 0 | 0 | 3.7114 | 9.3261 | 0 | 0 | 0 | 0 | 0 | 0 | 0 | 0 | 0 | 5.6147 | 5.6147 | 9.3261 | 0
108 | 13.8 | 0.23079 | 0.35 | 0.35 | 0.35 | -12.9429 | 12.9429 | 0 | 0 | 13.8157 | -4.0293e-07 | -3.3307e-16 | 0 | 0 | 0.42238 | 0.87283 | 0.87283 | -2.84 | 0 | 0 | 0 | 2.84 | 7.4204 | 0 | 0.45046 | 1.0207 | 0 | 0 | 0 | 0 | 0 | 0 | 4.5804 | 6.0516 | 7.4204 | 0
109 | 15.18 | 0.23185 | 0.35 | 0.35 | 0.35 | -13.4543 | 13.4543 | 0 | 0 | 14.2305 | -3.6597e-07 | -6.6613e-16 | 0 | 0 | 0.77628 | 0.77628 | 0.77628 | -2.7639 | 0 | 0 | 0 | 2.7639 | 6.3248 | 0 | 0 | 0 | 0 | 0 | 0 | 0 | 0 | 0 | 3.5609 | 3.5609 | 6.3248 | 0
110 | 15.88 | 0.24695 | 0.35 | 0.35 | 0.35 | -10.4694 | 0 | 10.4694 | 0 | 13.5423 | -2.8253e-07 | -3.3307e-16 | 0 | 0 | 0.41007 | 3.0729 | 3.0729 | -12.1425 | 3.2499 | 5.8348 | 0 | 3.0579 | 6.1016 | 0 | 2.6629 | 6.4218 | 0 | 0 | 0 | 0 | 0 | 0 | 3.0438 | 3.0438 | 6.1016 | 0
111 | 16.23 | 0.29029 | 0.35 | 0.35 | 0.35 | -10.6859 | 8.242 | 2.4439 | 0 | 11.5171 | -3.6359e-07 | -1.6653e-16 | 0 | 0 | 0.3659 | 0.83129 | 0.83129 | -1.3826 | 0 | 0 | 0 | 1.3826 | 4.1678 | 0 | 0.46539 | 1.1337 | 0 | 0 | 0 | 0 | 0 | 0 | 2.7852 | 4.3843 | 5.7133 | 0
112 | 16.19 | 0.37975 | 0.35 | 0.35 | 0.35 | -3.1823 | 0 | 3.1823 | 0 | 7.8412 | -1.514e-07 | -3.3307e-16 | 0 | 0 | 0.69419 | 4.659 | 4.659 | -12.4759 | 12.0828 | 0.058202 | 0 | 0.33484 | 3.1496 | 0 | 3.9648 | 9.6475 | 0 | 0 | 0 | 0 | 0 | 0 | 2.8147 | 4.2859 | 4.7526 | 0
113 | 15.17 | 0.43077 | 0.35 | 0.35 | 0.35 | -2.6318 | 0 | 2.6318 | 0 | 4.1885 | -1.7136e-07 | -6.6613e-16 | 0 | 0 | 1.11 | 1.5567 | 1.5567 | -0.36401 | 0 | 0.029174 | 0 | 0.33484 | 3.3279 | 0 | 0.44667 | 1.3091 | 0 | 0 | 0 | 0 | 0 | 0 | 3.5683 | 4.7197 | 3.3279 | 0
114 | 13.06 | 0.42603 | 0.35 | 0.35 | 0.35 | 0 | 0 | 0 | 1.6134 | 0 | 0 | -6.6613e-16 | 0 | 0 | 0.85471 | 1.4946 | 1.6134 | -0.0065744 | 0 | 0 | 0.0065744 | 0 | 1.5417 | 0 | 0.63985 | 2.9522 | 0 | 0 | 1.7271 | 0 | 0 | 0 | 5.1271 | 6.8542 | 1.5417 | 0
115 | 11.79 | 0.40074 | 0.35 | 0.35 | 0.35 | 0 | 0 | 0 | 2.1706 | 0 | 0 | -6.6613e-16 | 0 | 0 | 1.3267 | 2.1706 | 2.1706 | -0.0065744 | 0 | 0 | 0.0065744 | 0 | 1.5417 | 0 | 0.84389 | 3.6864 | 0 | 0 | 0 | 0 | 0 | 0 | 6.0654 | 6.0654 | 1.5417 | 0
116 | 11.05 | 0.38755 | 0.35 | 0.35 | 0.35 | 0 | 0 | 0 | 2.2628 | 0 | 0 | -6.6613e-16 | 0 | 0 | 1.2912 | 2.2628 | 2.2628 | -0.0065744 | 0 | 0 | 0.0065744 | 0 | 1.5417 | 0 | 0.97162 | 4.1053 | 0 | 0 | 1.791 | 0 | 0 | 0 | 6.612 | 8.4031 | 1.5417 | 0
117 | 9.37 | 0.3787 | 0.35 | 0.35 | 0.35 | 0 | 0 | 0 | 0.84485 | 0 | 0 | -6.6613e-16 | 0 | 0 | 0.84485 | 0.84485 | 0.84485 | 0 | 0 | 0 | 0 | 0 | 1.5417 | 0 | 0 | 0 | 0 | 0 | 1.1514 | 0 | 0 | 6.3115 | 7.8532 | 9.0046 | 1.5417 | 0
118 | 9.81 | 0.38629 | 0.35 | 0.35 | 0.35 | 0 | 0 | 0 | 0.98699 | 0 | 0 | -6.6613e-16 | 0 | 0 | 0.98699 | 0.98699 | 0.98699 | 0 | 0 | 0 | 0 | 0 | 1.5417 | 0 | 0 | 0 | 0 | 0 | 0.51172 | 0 | 0 | 5.9865 | 7.5281 | 8.0398 | 1.5417 | 0
119 | 9.15 | 0.38198 | 0.35 | 0.35 | 0.35 | 0 | 0 | 0 | 1.5269 | 0 | 0 | -3.3307e-16 | 0 | 0 | 0.51491 | 1.5269 | 1.5269 | 0 | 0 | 0 | 0 | 0 | 1.5417 | 0 | 1.012 | 3.9812 | 0 | 0 | 0 | 0 | 0 | 1.4809 | 8.0157 | 8.0157 | 1.5417 | 0
120 | 7.94 | 0.37621 | 0.35 | 0.35 | 0.35 | 0 | 0 | 0 | 2.0626 | 0 | 0 | -3.3307e-16 | 0 | 0 | 0.5739 | 2.0626 | 2.0626 | -0.082036 | 0 | 0 | 0.082036 | 0 | 1.5417 | 0 | 1.4887 | 5.9613 | 0 | 0 | 0 | 0 | 0 | 0 | 8.9096 | 8.9096 | 1.5417 | 0
121 | 6.99 | 0.37633 | 0.35 | 0.35 | 0.35 | 0 | 0 | 0 | 1.602 | 0 | 0 | -3.3307e-16 | 0 | 0 | 0.56817 | 1.602 | 1.602 | -0.0062457 | 0 | 0 | 0.0062457 | 0 | 1.5417 | 0 | 1.0338 | 4.0871 | 0 | 0 | 0 | 0 | 0 | 0 | 6.6564 | 6.6564 | 1.5417 | 0
122 | 6.7 | 0.37993 | 0.35 | 0.35 | 0.35 | 0 | 0 | 0 | 1.8528 | 0 | 0 | -6.6613e-16 | 0 | 0 | 0.76148 | 1.8528 | 1.8528 | -0.0062457 | 0 | 0 | 0.0062457 | 0 | 1.5417 | 0 | 1.0913 | 4.2439 | 0 | 0 | 0 | 0 | 0 | 0 | 6.8706 | 6.8706 | 1.5417 | 0
123 | 6.23 | 0.3844 | 0.35 | 0.35 | 0.35 | 0 | 0 | 0 | 2.0723 | 0 | 0 | -6.6613e-16 | 0 | 0 | 0.88462 | 2.0723 | 2.0723 | -0.0062457 | 0 | 0 | 0.0062457 | 0 | 1.5417 | 0 | 1.1877 | 4.4947 | 0 | 0 | 0 | 0 | 0 | 0 | 7.2178 | 7.2178 | 1.5417 | 0
124 | 5.37 | 0.37872 | 0.35 | 0.35 | 0.35 | 0 | 0 | 0 | 0 | 0 | 0 | 0.81899 | 0.47773 | 0 | 0.81899 | 1.2967 | 1.2967 | 0 | 0 | 0 | 0 | 0 | 1.5417 | 0 | 0.47773 | 1.7166 | 0 | 0 | 0.44776 | 4.1172 | 0 | 0 | 7.8532 | 8.3009 | 1.5417 | 0
125 | 3.88 | 0.36505 | 0.35 | 0.35 | 0.35 | 0 | 0 | 0 | 0 | 1.328 | 7.093e-08 | 0.11458 | 0 | 0 | 1.4426 | 1.4426 | 1.4426 | 0 | 0 | 0 | 0 | 0 | 7.5508 | 0 | 0 | 0 | 0 | 0 | 0 | 1.2883 | 0.11489 | 0 | 8.954 | 8.954 | 7.5508 | 0
126 | 6.79 | 0.34399 | 0.35 | 0.35 | 0.35 | 0 | 0 | 0 | 0 | 2.2426 | -1.4484e-07 | -3.3307e-16 | 0 | 0 | 0.72666 | 0.77486 | 2.2426 | 0 | 0 | 0 | 0 | 0 | 9.5226 | 0 | 0.048199 | 0.1884 | 0 | 0 | 0 | 0 | 0 | 0 | 9.7592 | 9.7592 | 9.5226 | 0
127 | 10.53 | 0.31002 | 0.35 | 0.35 | 0.35 | 0 | 0 | 0 | 0 | 2.6293 | -7.0035e-08 | -3.3307e-16 | 0 | 6.3901 | 0.60587 | 0.60587 | 9.0193 | 0 | 0 | 0 | 0 | 0 | 6.9962 | 0 | 0 | 0 | 0 | 0 | 8.5713 | 0 | 0 | 0 | 6.9962 | 15.5675 | 11.7896 | 0
128 | 13.45 | 0.26503 | 0.35 | 0.35 | 0.35 | -3.1944 | 3.1944 | 0 | 0 | 4.6769 | -1.8775e-07 | -3.3307e-16 | 0 | 0 | 0.7326 | 1.4825 | 1.4825 | 0 | 0 | 0 | 0 | 0 | 4.839 | 0 | 0.74986 | 1.6808 | 0 | 0 | 0 | 0 | 0 | 0 | 4.839 | 7.2697 | 12.3055 | 0
129 | 15.85 | 0.23286 | 0.35 | 0.35 | 0.35 | -6.031 | 6.031 | 0 | 0 | 8.153 | -9.5367e-08 | -1.3323e-15 | 0 | 0 | 2.0094 | 2.122 | 2.122 | 0 | 0 | 0 | 0 | 0 | 3.0659 | 0 | 0.11256 | 0.27123 | 0 | 0 | 0 | 0 | 0 | 0 | 3.0659 | 3.4497 | 11.3816 | 0
130 | 17.52 | 0.22467 | 0.35 | 0.35 | 0.35 | -10.4685 | 10.4685 | 0 | 0 | 11.0494 | -1.1325e-06 | -3.3307e-16 | 0 | 0 | 0.58091 | 0.58091 | 0.58091 | -3.4404 | 0 | 0 | 0 | 3.4404 | 5.2726 | 0 | 0 | 0 | 0 | 0 | 0 | 0 | 0 | 0 | 1.8322 | 1.8322 | 10.8584 | 0
131 | 18.68 | 0.21939 | 0.35 | 0.35 | 0.35 | -11.2291 | 11.2291 | 0 | 0 | 12.5215 | -7.1645e-07 | -6.6613e-16 | 0 | 0 | 0.93778 | 1.2924 | 1.2924 | 0 | 0 | 0 | 0 | 0 | 0.97518 | 0 | 0.35461 | 0.92469 | 0 | 0 | 0 | 0 | 0 | 0 | 0.97518 | 2.2545 | 9.3615 | 0
132 | 19.4 | 0.22598 | 0.35 | 0.35 | 0.35 | -12.2036 | 12.2036 | 0 | 0 | 12.8853 | 1.1849e-06 | -3.3307e-16 | 0 | 0 | 0.6817 | 0.6817 | 0.6817 | 0 | 0 | 0 | 0 | 0 | 0.44327 | 0 | 0 | 0 | 0 | 0 | 0 | 0 | 0 | 0 | 0.44327 | 0.44327 | 7.717 | 0
133 | 19.76 | 0.23542 | 0.35 | 0.35 | 0.35 | -12.5905 | 10.9129 | 1.6775 | 0 | 13.5203 | 1.0014e-07 | -3.3307e-16 | 0 | 0 | 0.6346 | 0.92983 | 0.92983 | 0 | 0 | 0 | 0 | 0 | 0.17731 | 0 | 0.29523 | 0.79217 | 0 | 0 | 0 | 0 | 0 | 0 | 0.17731 | 1.2647 | 6.5172 | 0
134 | 19.9 | 0.27196 | 0.35 | 0.35 | 0.35 | -4.4675 | 0 | 4.4675 | 0 | 12.5697 | -4.4107e-08 | -6.6613e-16 | 0 | 0 | 1.4837 | 8.1022 | 8.1022 | -30.6468 | 18.3115 | 6.1306 | 0 | 6.2047 | 6.2786 | 0 | 6.6185 | 17.8236 | 0 | 0 | 0 | 0 | 0 | 0 | 0.073878 | 0.073878 | 6.2786 | 0
135 | 19.66 | 0.33157 | 0.35 | 0.35 | 0.35 | -7.8068 | 0 | 7.8068 | 0 | 10.4136 | -3.314e-07 | -6.6613e-16 | 0 | 0 | 0.83115 | 2.6068 | 2.6068 | -10.0425 | 4.4502 | 0.030653 | 0 | 5.5617 | 5.8129 | 0 | 1.7757 | 4.7521 | 0 | 0 | 0 | 0 | 0 | 0 | 0.25118 | 2.2981 | 5.8129 | 0
136 | 19.12 | 0.38139 | 0.35 | 0.35 | 0.35 | -4.1184 | 0 | 4.1184 | 0 | 6.364 | -4.5121e-07 | -1.3323e-15 | 0 | 0 | 1.5691 | 2.2456 | 2.2456 | -4.022 | 0 | 0.030653 | 0 | 3.9914 | 4.6415 | 0 | 0.67649 | 1.7848 | 0 | 0 | 0 | 0 | 0 | 0 | 0.65012 | 3.0808 | 4.6415 | 0
137 | 17.74 | 0.39909 | 0.35 | 0.35 | 0.35 | -0.65788 | 0 | 0.65788 | 0 | 1.5173 | 6.8545e-08 | -6.6613e-16 | 0 | 0 | 0.85075 | 0.85941 | 0.85941 | -0.36549 | 0 | 0.030653 | 0 | 0.33484 | 2.0045 | 0 | 0.0086547 | 0.021998 | 0 | 0 | 1.1514 | 0 | 0 | 0 | 1.6696 | 2.821 | 2.6786 | 0
138 | 15.75 | 0.40009 | 0.35 | 0.35 | 0.35 | 0 | 0 | 0 | 10.4694 | 0 | 0 | -6.6613e-16 | 0.24571 | 0.86291 | 1.3323 | 1.578 | 11.578 | -0.0062457 | 0 | 0 | 0.0062457 | 0 | 1.5417 | 0 | 0.24571 | 1.3587 | 0 | 0 | 0.57569 | 0 | 0 | 0 | 3.1398 | 3.7155 | 1.5417 | 0
139 | 14.64 | 0.40397 | 0.35 | 0.35 | 0.35 | 0 | 0 | 0 | 2.3867 | 0 | 0 | -1.3323e-15 | 0 | 0 | 1.9991 | 2.3867 | 2.3867 | -0.0062457 | 0 | 0 | 0.0062457 | 0 | 1.5417 | 0 | 0.38756 | 2.0369 | 0 | 0 | 1.0234 | 0 | 0 | 0 | 3.9598 | 4.9833 | 1.5417 | 0
140 | 12.03 | 0.42188 | 0.35 | 0.35 | 0.35 | 0 | 0 | 0 | 2.3858 | 0 | 0 | -1.3323e-15 | 0 | 0 | 2.2077 | 2.3858 | 2.3858 | -0.0062457 | 0 | 0 | 0.0062457 | 0 | 1.5417 | 0 | 0.17817 | 0.82167 | 0 | 0 | 1.7271 | 0 | 0 | 3.3528 | 5.888 | 7.6151 | 1.5417 | 0
141 | 10.96 | 0.43188 | 0.35 | 0.35 | 0.35 | 0 | 0 | 0 | 1.7804 | 0 | 0 | -1.3323e-15 | 0 | 0 | 1.7804 | 1.7804 | 1.7804 | 0 | 0 | 0 | 0 | 0 | 1.5417 | 0 | 0 | 0 | 0 | 0 | 1.4712 | 0 | 0 | 5.1369 | 6.6785 | 8.1497 | 1.5417 | 0
142 | 10.61 | 0.4149 | 0.35 | 0.35 | 0.35 | 0 | 0 | 0 | 0.10394 | 0 | 0 | 1.2363 | 0 | 0 | 1.3403 | 1.3403 | 1.3403 | 0 | 0 | 0 | 0 | 0 | 1.5417 | 0 | 0 | 0 | 0 | 0 | 0.57569 | 0 | 0 | 5.3954 | 6.9371 | 7.5128 | 1.5417 | 0
143 | 9.97 | 0.4016 | 0.35 | 0.35 | 0.35 | 0 | 0 | 0 | 0 | 0 | 0 | 1.1838 | 0 | 0 | 1.1838 | 1.1838 | 1.1838 | 0 | 0 | 0 | 0 | 0 | 1.5417 | 0 | 0 | 0 | 0 | 0 | 0 | 5.8306 | 0.018 | 0.019639 | 7.4099 | 7.4099 | 1.5417 | 0
144 | 9.56 | 0.39298 | 0.35 | 0.35 | 0.35 | 0 | 0 | 0 | 0 | 0 | 0 | 0.53183 | 1.1644 | 0 | 0.53183 | 1.6962 | 1.6962 | 0 | 0 | 0 | 0 | 0 | 1.5417 | 0 | 1.1644 | 5.0068 | 0 | 0 | 0 | 0 | 0 | 0 | 7.7128 | 7.7128 | 1.5417 | 0
145 | 9.24 | 0.39792 | 0.35 | 0.35 | 0.35 | 0 | 0 | 0 | 0 | 0 | 0 | 0.48611 | 0.65141 | 0 | 0.48611 | 1.1375 | 1.1375 | 0 | 0 | 0 | 0 | 0 | 1.5417 | 0 | 0.65141 | 2.8011 | 0 | 0 | 0 | 0 | 0 | 0 | 4.9941 | 4.9941 | 1.5417 | 0
146 | 9.03 | 0.40217 | 0.35 | 0.35 | 0.35 | 0 | 0 | 0 | 0 | 0 | 0 | 0.51341 | 0.68068 | 0 | 0.51341 | 1.1941 | 1.1941 | 0 | 0 | 0 | 0 | 0 | 1.5417 | 0 | 0.68068 | 2.9269 | 0 | 0 | 0 | 0 | 0 | 0 | 5.1493 | 5.1493 | 1.5417 | 0
147 | 8.81 | 0.40708 | 0.35 | 0.35 | 0.35 | 0 | 0 | 0 | 0 | 0 | 0 | 0.55469 | 0.71135 | 0 | 0.55469 | 1.266 | 1.266 | 0 | 0 | 0 | 0 | 0 | 1.5417 | 0 | 0.71135 | 3.0588 | 0 | 0 | 0 | 0 | 0 | 0 | 5.3118 | 5.3118 | 1.5417 | 0
148 | 8.54 | 0.41501 | 0.35 | 0.35 | 0.35 | 0 | 0 | 0 | 0 | 0 | 0 | 0.71689 | 0.74898 | 0 | 0.71689 | 1.4659 | 1.4659 | 0 | 0 | 0 | 0 | 0 | 1.5417 | 0 | 0.74898 | 3.2206 | 0 | 0 | 0 | 0 | 0 | 0 | 5.5113 | 5.5113 | 1.5417 | 0
149 | 9.05 | 0.40616 | 0.35 | 0.35 | 0.35 | 0 | 0 | 0 | 0 | 0.083851 | -4.7311e-09 | 0.81437 | 0.62668 | 0 | 0.89822 | 1.5249 | 1.5249 | 0 | 0 | 0 | 0 | 0 | 1.8131 | 0 | 0.62668 | 2.6947 | 0 | 0 | 0 | 0 | 0 | 0 | 5.1345 | 5.1345 | 1.8131 | 0
150 | 9.97 | 0.363 | 0.35 | 0.35 | 0.35 | 0 | 0 | 0 | 0 | 0.43293 | -2.0862e-08 | 0.22948 | 0.96496 | 0 | 0.66241 | 1.6274 | 1.6274 | 0 | 0 | 0 | 0 | 0 | 2.2957 | 0 | 0.96496 | 4.1493 | 0 | 0 | 0 | 0 | 0 | 0 | 7.4099 | 7.4099 | 2.2957 | 0
151 | 10.46 | 0.31562 | 0.35 | 0.35 | 0.35 | 0 | 0 | 0 | 0 | 0.80606 | -2.1756e-08 | 0.5345 | 0 | 0 | 0.54943 | 1.3406 | 1.3406 | 0 | 0 | 0 | 0 | 0 | 2.7481 | 0 | 0.79114 | 3.5087 | 0 | 0 | 12.2173 | 0 | 0 | 0 | 7.0479 | 19.2652 | 2.7481 | 0
152 | 10.93 | 0.28537 | 0.35 | 0.35 | 0.35 | -1.62 | 1.62 | 0 | 0 | 2.6344 | -1.6391e-08 | -3.3307e-16 | 0 | 0 | 0.62758 | 1.0144 | 1.0144 | 0 | 0 | 0 | 0 | 0 | 4.5451 | 0 | 0.38681 | 1.7688 | 0 | 0 | 1.1514 | 0 | 0 | 0 | 6.7007 | 7.8521 | 4.5451 | 0
153 | 11.47 | 0.25031 | 0.35 | 0.35 | 0.35 | -4.2536 | 4.2536 | 0 | 0 | 5.053 | 1.651e-07 | -6.6613e-16 | 0 | 0 | 0.79938 | 0.79938 | 0.79938 | -0.79172 | 0 | 0 | 0 | 0.79172 | 7.0935 | 0 | 0 | 0 | 0 | 0 | 0.44776 | 0 | 0 | 0 | 6.3018 | 6.7495 | 7.0935 | 0
154 | 13.09 | 0.2398 | 0.35 | 0.35 | 0.35 | -4.232 | 4.232 | 0 | 0 | 4.8469 | -6.4671e-08 | -3.3307e-16 | 0 | 0 | 0.61495 | 0.61495 | 0.61495 | -1.8179 | 0 | 0 | 0 | 1.8179 | 6.9228 | 0 | 0 | 0 | 0 | 0 | 0.51172 | 0 | 0 | 0 | 5.1049 | 5.6167 | 6.9228 | 0
155 | 14.66 | 0.22923 | 0.35 | 0.35 | 0.35 | -11.1452 | 11.1452 | 0 | 0 | 11.9397 | -1.1909e-06 | -3.3307e-16 | 0 | 0 | 0.64072 | 0.79457 | 0.79457 | -5.4927 | 0 | 0 | 0 | 5.4927 | 9.4378 | 0 | 0.15385 | 0.35787 | 0 | 0 | 0 | 0 | 0 | 0 | 3.9451 | 4.4568 | 9.4378 | 0
156 | 15.31 | 0.23218 | 0.35 | 0.35 | 0.35 | -8.9072 | 8.9072 | 0 | 0 | 11.059 | -8.3327e-07 | -3.3307e-16 | 0 | 0 | 0.63408 | 2.1518 | 2.1518 | -4.8812 | 0 | 0 | 0 | 4.8812 | 8.346 | 0 | 1.5177 | 3.5995 | 0 | 0 | 0 | 0 | 0 | 0 | 3.4649 | 8.5821 | 8.346 | 0
157 | 15.84 | 0.23821 | 0.35 | 0.35 | 0.35 | -7.3967 | 3.5206 | 3.8761 | 0 | 8.3993 | 8.3447e-08 | -6.6613e-16 | 0 | 0 | 1.0026 | 1.0026 | 1.0026 | -4.4658 | 0 | 0 | 0 | 4.4658 | 7.5391 | 0 | 0 | 0 | 0 | 0 | 0 | 0 | 0 | 0 | 3.0733 | 3.0733 | 7.5391 | 0
158 | 15.89 | 0.26949 | 0.35 | 0.35 | 0.35 | -5.6672 | 0 | 5.6672 | 0 | 6.3245 | -2.7359e-07 | -3.3307e-16 | 0 | 0 | 0.65726 | 0.65726 | 0.65726 | -1.8145 | 0 | 0 | 0 | 1.8145 | 4.8509 | 0 | 0 | 0 | 0 | 0 | 0 | 0 | 0 | 0 | 3.0364 | 3.0364 | 6.344 | 0
159 | 16.03 | 0.35349 | 0.35 | 0.35 | 0.35 | 0 | 0 | 0 | 0 | 1.1799 | -4.1351e-08 | -6.6613e-16 | 0 | 0 | 0.86877 | 1.1799 | 1.1799 | -0.92731 | 0 | 0 | 0.87828 | 0.04903 | 2.982 | 0 | 0.31117 | 1.2068 | 0 | 0 | 0 | 0 | 0 | 0 | 2.9329 | 3.5726 | 2.982 | 0
160 | 15.83 | 0.42439 | 0.35 | 0.35 | 0.35 | -4.8972 | 0 | 4.8972 | 0 | 7.7086 | 4.828e-08 | -6.6613e-16 | 0 | 0 | 1.0516 | 2.8115 | 2.8115 | -6.1459 | 5.3196 | 0 | 0.21089 | 0.61548 | 3.6962 | 0 | 1.7599 | 4.3463 | 0 | 0 | 0 | 0 | 0 | 0 | 3.0807 | 3.6564 | 4.7279 | 0
161 | 15.06 | 0.4332 | 0.35 | 0.35 | 0.35 | -0.80345 | 0 | 0.80345 | 0 | 1.6088 | -1.0014e-07 | -3.3307e-16 | 0 | 0 | 0.6178 | 0.80536 | 0.80536 | -0.34026 | 0 | 0 | 0.0054239 | 0.33484 | 2.7174 | 0 | 0.18756 | 1.0849 | 0 | 0 | 0 | 0 | 0 | 0 | 3.6496 | 3.6496 | 2.7174 | 0
162 | 13.64 | 0.42029 | 0.35 | 0.35 | 0.35 | 0 | 0 | 0 | 1.5171 | 0 | 0 | -6.6613e-16 | 0 | 0 | 1.0205 | 1.5171 | 1.5171 | -0.0054239 | 0 | 0 | 0.0054239 | 0 | 1.5417 | 0 | 0.49662 | 2.6657 | 0 | 0 | 0.95947 | 0 | 0 | 0 | 4.6986 | 5.6581 | 1.5417 | 0
163 | 12.08 | 0.4089 | 0.35 | 0.35 | 0.35 | 0 | 0 | 0 | 2.8208 | 0 | 0 | -1.3323e-15 | 0 | 0 | 2.0907 | 2.8208 | 2.8208 | -0.0054239 | 0 | 0 | 0.0054239 | 0 | 1.5417 | 0 | 0.73008 | 3.5848 | 0 | 0 | 1.0874 | 0 | 0 | 0 | 5.8511 | 6.9385 | 1.5417 | 0
164 | 11.21 | 0.39119 | 0.35 | 0.35 | 0.35 | 0 | 0 | 0 | 3.1085 | 0 | 0 | -1.3323e-15 | 0 | 0 | 2.2319 | 3.1085 | 3.1085 | -0.0054239 | 0 | 0 | 0.0054239 | 0 | 1.5417 | 0 | 0.87669 | 4.0809 | 0 | 0 | 1.4712 | 0 | 0 | 0 | 6.4938 | 7.965 | 1.5417 | 0
165 | 10.8 | 0.36218 | 0.35 | 0.35 | 0.35 | 0 | 0 | 0 | 1.8724 | 0 | 0 | -1.3323e-15 | 0 | 0 | 1.5106 | 1.8724 | 1.8724 | -0.0054239 | 0 | 0 | 0.0054239 | 0 | 1.5417 | 0 | 0.36183 | 1.6408 | 0 | 0 | 1.5991 | 0 | 0 | 3.2579 | 6.7967 | 8.3959 | 1.5417 | 0
166 | 10.44 | 0.3472 | 0.35 | 0.35 | 0.35 | 0 | 0 | 0 | 2.289 | 0 | 0 | -1.3323e-15 | 0 | 0 | 2.289 | 2.289 | 2.289 | 0 | 0 | 0 | 0 | 0 | 1.5417 | 0 | 0 | 0 | 0 | 0 | 0 | 0 | 0 | 5.521 | 7.0627 | 7.0627 | 1.5417 | 0
167 | 9.88 | 0.32984 | 0.35 | 0.35 | 0.35 | 0 | 0 | 0 | 2.2735 | 0 | 0 | -1.3323e-15 | 0 | 0 | 2.2735 | 2.2735 | 2.2735 | 0 | 0 | 0 | 0 | 0 | 1.5417 | 0 | 0 | 0 | 0 | 0 | 0 | 0 | 1.0526 | 4.8822 | 7.4764 | 7.4764 | 1.5417 | 0

## PV + HP_ts_plot_winter
| Temp. air in °C | CO2 eq. [kg/kWh] | elec. price household [€/kWh] | elec. price heating [€/kWh] | elec. price e-mob. [€/kWh] | Helper variable: neg. sum el | Feed-in | Battery-charge | Battery-discharge | PV | PV curtailed | Grid-demand | Grid-heatpump | Grid-eMob | El. Demand | El. Demand with heating / AC | Total El. Demand incl. EV charging | Helper variable: neg. sum th | Dhw-storage-charge | Buffer-storage-charge | Buffer-storage-charge-HT | Th. inertia-charge | Heat gains used | Solar-thermal | Heatpump-el | Heatpump-ambient heat | Gas boiler | Direct el. heater | Dhw-storage-discharge | Buffer-storage-discharge | Buffer-storage-discharge-HT | Th. inertia-discharge | Roomheat Demand | Th. Demand | Heat gains | Qmax solar-thermal
0 | -6.23 | 0.29876 | 0.35 | 0.35 | 0.35 | 0 | 0 | 0 | 0 | 0 | 0 | 0.93539 | 7.1308 | 0 | 0.93539 | 8.0662 | 8.0662 | 0 | 0 | 0 | 0 | 0 | 1.5417 | 0 | 7.1308 | 10.7057 | 0 | 0 | 0 | 0 | 0 | 0 | 19.3781 | 19.3781 | 1.5417 | 0
1 | -6.13 | 0.29809 | 0.35 | 0.35 | 0.35 | 0 | 0 | 0 | 0 | 0 | 0 | 0.58565 | 6.6404 | 0 | 0.58565 | 7.2261 | 7.2261 | -1.812 | 0.20123 | 0 | 1.6107 | 0 | 1.5417 | 0 | 6.6404 | 9.979 | 0 | 0 | 0 | 0 | 0 | 0 | 16.3491 | 16.3491 | 1.5417 | 0
2 | -6.36 | 0.30072 | 0.35 | 0.35 | 0.35 | 0 | 0 | 0 | 0 | 0 | 0 | 0.54864 | 6.0118 | 0 | 0.54864 | 6.5604 | 6.5604 | -0.0080537 | 0 | 0 | 0.0080537 | 0 | 1.5417 | 0 | 6.0118 | 8.9736 | 0 | 0 | 0 | 0 | 0 | 0 | 16.519 | 16.519 | 1.5417 | 0
3 | -7.39 | 0.31648 | 0.35 | 0.35 | 0.35 | 0 | 0 | 0 | 0 | 0 | 0 | 0.58366 | 5.8291 | 0 | 0.58366 | 6.4127 | 6.4127 | 0 | 0 | 0 | 0 | 0 | 1.5417 | 0 | 5.8291 | 8.3385 | 0 | 0 | 0 | 0 | 1.5708 | 0 | 17.28 | 17.28 | 1.5417 | 0
4 | -6.98 | 0.32539 | 0.35 | 0.35 | 0.35 | 0 | 0 | 0 | 0 | 0 | 0 | 0.53379 | 6.2967 | 0 | 0.53379 | 6.8305 | 6.8305 | 0 | 0 | 0 | 0 | 0 | 1.5417 | 0 | 6.2967 | 9.1387 | 0 | 0 | 0 | 0 | 0 | 0 | 16.9771 | 16.9771 | 1.5417 | 0
5 | -4.58 | 0.32575 | 0.35 | 0.35 | 0.35 | 0 | 0 | 0 | 0 | 0 | 0 | 0.52968 | 8.2257 | 0 | 0.52968 | 8.7553 | 8.7553 | -5.9052 | 5.9052 | 0 | 0 | 0 | 1.5417 | 0 | 8.2257 | 12.0455 | 0 | 0 | 0 | 0 | 0 | 0 | 15.204 | 15.9076 | 1.5417 | 0
6 | -2.36 | 0.32848 | 0.35 | 0.35 | 0.35 | 0 | 0 | 0 | 0 | 0 | 0 | 0.65616 | 6.9238 | 0 | 0.65616 | 7.5799 | 7.5799 | -3.7143 | 2.1036 | 0 | 1.6107 | 0 | 1.5417 | 0 | 6.9238 | 11.7679 | 0 | 0 | 0 | 0 | 0 | 0 | 16.519 | 16.519 | 1.5417 | 0
7 | -1.92 | 0.3372 | 0.35 | 0.35 | 0.35 | 0 | 0 | 0 | 0 | 0.059721 | -2.9523e-09 | 0.87298 | 6.7488 | 0 | 0.87298 | 7.6815 | 7.6815 | 0 | 0 | 0 | 0 | 0 | 1.8763 | 0 | 6.8085 | 11.1424 | 0 | 0 | 7.9727 | 0 | 1.5708 | 0 | 16.194 | 29.3708 | 1.8763 | 0
8 | -0.72 | 0.3301 | 0.35 | 0.35 | 0.35 | 0 | 0 | 0 | 0 | 1.1571 | 8.7917e-09 | -3.3307e-16 | 3.5051 | 0 | 0.54373 | 4.6622 | 4.6622 | 0 | 0 | 0 | 0 | 0 | 4.8811 | 0 | 4.1185 | 7.4592 | 0 | 0 | 0 | 0 | 0 | 0 | 15.3074 | 16.4588 | 4.8811 | 0
9 | 0.2 | 0.31227 | 0.35 | 0.35 | 0.35 | 0 | 0 | 0 | 0 | 4.3482 | -1.9103e-07 | -3.3307e-16 | 0 | 0 | 0.68966 | 4.3482 | 4.3482 | -1.2988 | 1.2988 | 0 | 0 | 0 | 5.4808 | 0 | 3.6585 | 6.7872 | 0 | 0 | 0 | 0 | 0 | 0 | 14.6278 | 14.6278 | 5.4808 | 0
10 | 1.26 | 0.30851 | 0.35 | 0.35 | 0.35 | -1.0976 | 0 | 1.0976 | 0 | 7.1812 | -2.9206e-07 | -3.3307e-16 | 0 | 0 | 0.66813 | 6.0836 | 6.0836 | -7.4616 | 5.8509 | 0 | 1.6107 | 0 | 6.3216 | 0 | 5.4155 | 9.5692 | 0 | 0 | 0 | 0 | 0 | 0 | 13.8447 | 13.8447 | 6.3216 | 0
11 | 2.14 | 0.30696 | 0.35 | 0.35 | 0.35 | 0 | 0 | 0 | 1.0095 | 2.2292 | 6.4522e-08 | -6.6613e-16 | 0.15402 | 0 | 0.86477 | 3.3927 | 3.3927 | 0 | 0 | 0 | 0 | 0 | 3.8639 | 0 | 2.528 | 5.2319 | 0 | 0 | 0.44776 | 0 | 1.5708 | 0 | 13.1945 | 13.6423 | 3.8639 | 0
12 | 3.03 | 0.30731 | 0.35 | 0.35 | 0.35 | 0 | 0 | 0 | 0 | 1.235 | 1.9372e-08 | -6.6613e-16 | 3.6982 | 0 | 0.84828 | 4.9332 | 4.9332 | 0 | 0 | 0 | 0 | 0 | 2.9983 | 0 | 4.0849 | 8.2683 | 0 | 0 | 0 | 0 | 0 | 0 | 12.537 | 15.3515 | 2.9983 | 0
13 | 3.09 | 0.31313 | 0.35 | 0.35 | 0.35 | 0 | 0 | 0 | 0 | 2.8714 | 1.204e-07 | 0.70919 | 0.27732 | 0 | 0.70919 | 3.8579 | 3.8579 | -1.6107 | 0 | 0 | 1.6107 | 0 | 4.0193 | 0 | 3.1487 | 6.9354 | 0 | 0 | 0 | 0 | 0 | 0 | 12.4927 | 12.4927 | 4.0193 | 0
14 | 2.57 | 0.32584 | 0.35 | 0.35 | 0.35 | 0 | 0 | 0 | 0 | 0.50094 | 1.6466e-08 | 0.5073 | 2.8929 | 0 | 0.5073 | 3.9012 | 3.9012 | -0.0080537 | 0 | 0 | 0.0080537 | 0 | 2.2628 | 0 | 3.3939 | 7.2283 | 0 | 0 | 0 | 0 | 0 | 0 | 12.8769 | 12.8769 | 2.2628 | 0
15 | 2.03 | 0.33594 | 0.35 | 0.35 | 0.35 | 0 | 0 | 0 | 0 | 0.90117 | 4.2096e-08 | 0.56361 | 3.5896 | 0 | 1.4648 | 5.0544 | 5.0544 | 0 | 0 | 0 | 0 | 0 | 2.3125 | 0 | 3.5896 | 7.3737 | 0 | 0 | 0.95947 | 0 | 0 | 0 | 13.2758 | 14.2353 | 2.3125 | 0
16 | 1.53 | 0.33768 | 0.35 | 0.35 | 0.35 | 0 | 0 | 0 | 0 | 0 | 0 | 0.85097 | 4.0096 | 0 | 0.85097 | 4.8605 | 4.8605 | 0 | 0 | 0 | 0 | 0 | 1.5417 | 0 | 4.0096 | 8.094 | 0 | 0 | 0 | 0 | 0 | 0 | 13.6452 | 13.6452 | 1.5417 | 0
17 | 0.97 | 0.33437 | 0.35 | 0.35 | 0.35 | 0 | 0 | 0 | 0 | 0 | 0 | 1.9906 | 3.6769 | 0 | 1.9906 | 5.6675 | 5.6675 | 0 | 0 | 0 | 0 | 0 | 1.5417 | 0 | 3.6769 | 7.2852 | 0 | 0 | 0.38379 | 0 | 1.5551 | 0 | 14.0589 | 14.4427 | 1.5417 | 0
18 | 0.7 | 0.33009 | 0.35 | 0.35 | 0.35 | 0 | 0 | 0 | 0 | 0 | 0 | 1.7493 | 4.2914 | 0.76923 | 1.7493 | 6.0406 | 6.8098 | 0 | 0 | 0 | 0 | 0 | 1.5417 | 0 | 4.2914 | 8.4254 | 0 | 0 | 0.63965 | 0 | 0 | 0 | 14.2584 | 14.898 | 1.5417 | 0
19 | 0.92 | 0.32409 | 0.35 | 0.35 | 0.35 | 0 | 0 | 0 | 0 | 0 | 0 | 1.7802 | 4.2156 | 10.7692 | 1.7802 | 5.9958 | 16.7651 | 0 | 0 | 0 | 0 | 0 | 1.5417 | 0 | 4.2156 | 8.3385 | 0 | 0 | 0.38379 | 0 | 0 | 0 | 14.0958 | 14.4796 | 1.5417 | 0
20 | 0.91 | 0.32521 | 0.35 | 0.35 | 0.35 | 0 | 0 | 0 | 0 | 0 | 0 | 2.123 | 4.2191 | 0.76923 | 2.123 | 6.3421 | 7.1113 | 0 | 0 | 0 | 0 | 0 | 1.5417 | 0 | 4.2191 | 8.3425 | 0 | 0 | 0.44776 | 0 | 0 | 0 | 14.1032 | 14.551 | 1.5417 | 0
21 | 0.64 | 0.33235 | 0.35 | 0.35 | 0.35 | 0 | 0 | 0 | 0 | 0 | 0 | 1.3967 | 4.3121 | 0.76923 | 1.3967 | 5.7088 | 6.4781 | 0 | 0 | 0 | 0 | 0 | 1.5417 | 0 | 4.3121 | 8.4489 | 0 | 0 | 2.1748 | 0 | 0 | 0 | 14.3027 | 16.4775 | 1.5417 | 0
22 | 0.67 | 0.33644 | 0.35 | 0.35 | 0.35 | 0 | 0 | 0 | 0 | 0 | 0 | 1.4807 | 4.5114 | 0.76923 | 1.4807 | 5.9921 | 6.7613 | 0 | 0 | 0 | 0 | 0 | 1.5417 | 0 | 4.5114 | 8.7392 | 0 | 0 | 0 | 0 | 0 | 0 | 14.2805 | 14.7923 | 1.5417 | 0
23 | 0.64 | 0.33602 | 0.35 | 0.35 | 0.35 | 0 | 0 | 0 | 0 | 0 | 0 | 3.8814 | 4.3121 | 0.76923 | 3.8814 | 8.1935 | 8.9627 | 0 | 0 | 0 | 0 | 0 | 1.5417 | 0 | 4.3121 | 8.4489 | 0 | 0 | 0 | 0 | 0 | 0 | 14.3027 | 14.3027 | 1.5417 | 0
24 | 0.66 | 0.33959 | 0.35 | 0.35 | 0.35 | 0 | 0 | 0 | 0 | 0 | 0 | 2.1913 | 3.7333 | 0.76923 | 2.1913 | 5.9246 | 6.6938 | 0 | 0 | 0 | 0 | 0 | 1.5417 | 0 | 3.7333 | 9.013 | 0 | 0 | 0 | 0 | 0 | 0 | 14.2879 | 14.2879 | 1.5417 | 0
25 | 0.49 | 0.33933 | 0.35 | 0.35 | 0.35 | 0 | 0 | 0 | 0 | 0 | 0 | 2.5364 | 2.9175 | 0.76923 | 2.5364 | 5.4539 | 6.2231 | 0 | 0 | 0 | 0 | 0 | 1.5417 | 0 | 2.9175 | 6.9993 | 0 | 0 | 0 | 0 | 0 | 0 | 11.4584 | 11.4584 | 1.5417 | 0
26 | 0.39 | 0.34163 | 0.35 | 0.35 | 0.35 | 0 | 0 | 0 | 0 | 0 | 0 | 0.68366 | 2.9469 | 0.76923 | 0.68366 | 3.6306 | 4.3998 | 0 | 0 | 0 | 0 | 0 | 1.5417 | 0 | 2.9469 | 7.0437 | 0 | 0 | 0 | 0 | 0 | 0 | 11.5323 | 11.5323 | 1.5417 | 0
27 | 0.23 | 0.34626 | 0.35 | 0.35 | 0.35 | 0 | 0 | 0 | 0 | 0 | 0 | 0.63665 | 2.9943 | 0.76923 | 0.63665 | 3.631 | 4.4002 | 0 | 0 | 0 | 0 | 0 | 1.5417 | 0 | 2.9943 | 7.1145 | 0 | 0 | 0 | 0 | 0 | 0 | 11.6505 | 11.6505 | 1.5417 | 0
28 | 0.14 | 0.34623 | 0.35 | 0.35 | 0.35 | 0 | 0 | 0 | 0 | 0 | 0 | 0.55057 | 3.0212 | 0.76923 | 0.55057 | 3.5717 | 4.341 | 0 | 0 | 0 | 0 | 0 | 1.5417 | 0 | 3.0212 | 7.1541 | 0 | 0 | 0 | 0 | 0 | 0 | 11.717 | 11.717 | 1.5417 | 0
29 | 0.11 | 0.36061 | 0.35 | 0.35 | 0.35 | 0 | 0 | 0 | 0 | 0 | 0 | 0.62327 | 4.0061 | 0.76923 | 0.62327 | 4.6294 | 5.3986 | -2.7474 | 1.3668 | 0 | 1.3806 | 0 | 1.5417 | 0 | 4.0061 | 8.9388 | 0 | 0 | 0 | 0 | 0 | 0 | 11.7392 | 11.7392 | 1.5417 | 0
30 | -0.06 | 0.36837 | 0.35 | 0.35 | 0.35 | 0 | 0 | 0 | 0 | 0 | 0 | 0.8864 | 3.9654 | 0.76923 | 0.8864 | 4.8518 | 5.6211 | -0.0069031 | 0 | 0 | 0.0069031 | 0 | 1.5417 | 0 | 3.9654 | 9.3196 | 0 | 0 | 0 | 0 | 0 | 0 | 14.8198 | 14.8198 | 1.5417 | 0
31 | 0.31 | 0.36549 | 0.35 | 0.35 | 0.35 | 0 | 0 | 0 | 0 | 0.012574 | 8.0327e-11 | 0.7035 | 5.2795 | 0.76923 | 0.7035 | 5.9956 | 6.7648 | 0 | 0 | 0 | 0 | 0 | 1.6773 | 0 | 5.2921 | 10.8043 | 0 | 0 | 2.5265 | 0 | 1.3464 | 0 | 14.5465 | 21.6466 | 1.6773 | 0
32 | 0.44 | 0.35173 | 0.35 | 0.35 | 0.35 | 0 | 0 | 0 | 0 | 1.053 | -2.5332e-09 | -6.6613e-16 | 2.472 | 0 | 0.9969 | 3.525 | 3.525 | 0 | 0 | 0 | 0 | 0 | 5.8685 | 0 | 2.5281 | 6.0539 | 0 | 0 | 0 | 0 | 0 | 0 | 14.4505 | 14.4505 | 5.8685 | 0
33 | 0.73 | 0.33357 | 0.35 | 0.35 | 0.35 | -0.53691 | 0 | 0.53691 | 0 | 4.6345 | -4.8876e-08 | -6.6613e-16 | 0 | 0 | 1.0899 | 4.0976 | 4.0976 | -1.6544 | 0.27378 | 0 | 1.3806 | 0 | 5.7125 | 0 | 3.0077 | 7.1704 | 0 | 0 | 0 | 0 | 0 | 0 | 14.2362 | 14.2362 | 5.7125 | 0
34 | 1.51 | 0.32697 | 0.35 | 0.35 | 0.35 | 0 | 0 | 0 | 0.49382 | 2.539 | 7.4506e-09 | -6.6613e-16 | 0.23938 | 0 | 0.91444 | 3.2722 | 3.2722 | 0 | 0 | 0 | 0 | 0 | 4.0856 | 0 | 2.3577 | 5.8702 | 0 | 0 | 0 | 0 | 1.3464 | 0 | 13.66 | 13.66 | 4.0856 | 0
35 | 2.23 | 0.31657 | 0.35 | 0.35 | 0.35 | 0 | 0 | 0 | 0 | 2.3539 | 7.7188e-08 | -6.6613e-16 | 1.037 | 0 | 0.82854 | 3.3909 | 3.3909 | 0 | 0 | 0 | 0 | 0 | 3.9644 | 0 | 2.5624 | 6.6013 | 0 | 0 | 0 | 0 | 0 | 0 | 13.128 | 13.128 | 3.9644 | 0
36 | 2.46 | 0.31367 | 0.35 | 0.35 | 0.35 | 0 | 0 | 0 | 0 | 3.2764 | 1.2577e-07 | -6.6613e-16 | 0 | 0 | 0.88028 | 3.2764 | 3.2764 | 0 | 0 | 0 | 0 | 0 | 4.4573 | 0 | 2.3961 | 6.2242 | 0 | 0 | 0.26433 | 0 | 0 | 0 | 12.9581 | 13.3419 | 4.4573 | 0
37 | 2.67 | 0.31311 | 0.35 | 0.35 | 0.35 | -1.2968 | 0 | 1.2968 | 0 | 6.5986 | 4.5776e-07 | -3.3307e-16 | 0 | 0 | 0.52163 | 5.3019 | 5.3019 | -5.7913 | 4.5253 | 0 | 1.2659 | 0 | 5.3092 | 0 | 4.7802 | 10.04 | 0 | 0 | 0 | 0 | 0 | 0 | 12.803 | 14.3381 | 5.3092 | 0
38 | 3.16 | 0.31912 | 0.35 | 0.35 | 0.35 | 0 | 0 | 0 | 1.1927 | 0.47208 | -4.0978e-09 | -3.3307e-16 | 1.6572 | 0 | 0.56768 | 3.3219 | 3.3219 | -0.12103 | 0 | 0 | 0.12103 | 0 | 2.2339 | 0 | 2.7543 | 7.5738 | 0 | 0 | 0.63965 | 0 | 0 | 0 | 12.441 | 13.0806 | 2.2339 | 0
39 | 2.95 | 0.31141 | 0.35 | 0.35 | 0.35 | 0 | 0 | 0 | 0 | 0.080454 | 1.7975e-09 | 0.95414 | 2.8402 | 0 | 0.95414 | 3.8748 | 3.8748 | -0.0069031 | 0 | 0 | 0.0069031 | 0 | 1.7655 | 0 | 2.9207 | 7.9169 | 0 | 0 | 1.0874 | 0 | 0 | 0 | 12.5961 | 13.6835 | 1.7655 | 0
40 | 2.48 | 0.30885 | 0.35 | 0.35 | 0.35 | 0 | 0 | 0 | 0 | 0 | 0 | 1.5215 | 3.1471 | 0 | 1.5215 | 4.6686 | 4.6686 | 0 | 0 | 0 | 0 | 0 | 1.5417 | 0 | 3.1471 | 8.2546 | 0 | 0 | 0 | 0 | 0 | 0 | 12.9434 | 12.9434 | 1.5417 | 0
41 | 2.23 | 0.31598 | 0.35 | 0.35 | 0.35 | 0 | 0 | 0 | 0 | 0 | 0 | 0.83324 | 2.8652 | 0 | 0.83324 | 3.6984 | 3.6984 | 0 | 0 | 0 | 0 | 0 | 1.5417 | 0 | 2.8652 | 7.3815 | 0 | 0 | 0 | 0 | 1.3397 | 0 | 13.128 | 13.128 | 1.5417 | 0
42 | 2.12 | 0.31306 | 0.35 | 0.35 | 0.35 | 0 | 0 | 0 | 0 | 0 | 0 | 1.4346 | 3.2814 | 0.76923 | 1.4346 | 4.716 | 5.4852 | 0 | 0 | 0 | 0 | 0 | 1.5417 | 0 | 3.2814 | 8.3863 | 0 | 0 | 1.6631 | 0 | 0 | 0 | 13.2093 | 14.8724 | 1.5417 | 0
43 | 2.12 | 0.30488 | 0.35 | 0.35 | 0.35 | 0 | 0 | 0 | 0 | 0 | 0 | 1.8976 | 3.2814 | 0.76923 | 1.8976 | 5.179 | 5.9482 | 0 | 0 | 0 | 0 | 0 | 1.5417 | 0 | 3.2814 | 8.3863 | 0 | 0 | 0.95947 | 0 | 0 | 0 | 13.2093 | 14.1688 | 1.5417 | 0
44 | 2.02 | 0.29454 | 0.35 | 0.35 | 0.35 | 0 | 0 | 0 | 0 | 0 | 0 | 1.0452 | 3.7543 | 0.76923 | 1.0452 | 4.7995 | 5.5688 | 0 | 0 | 0 | 0 | 0 | 1.5417 | 0 | 3.7543 | 9.0746 | 0 | 0 | 0 | 0 | 0 | 0 | 13.2832 | 14.3706 | 1.5417 | 0
45 | 1.95 | 0.29434 | 0.35 | 0.35 | 0.35 | 0 | 0 | 0 | 0 | 0 | 0 | 1.1911 | 3.3419 | 0.76923 | 1.1911 | 4.533 | 5.3023 | 0 | 0 | 0 | 0 | 0 | 1.5417 | 0 | 3.3419 | 8.4513 | 0 | 0 | 0 | 0 | 0 | 0 | 13.3349 | 13.3349 | 1.5417 | 0
46 | 2.04 | 0.28411 | 0.35 | 0.35 | 0.35 | 0 | 0 | 0 | 0 | 0 | 0 | 0.9809 | 3.3119 | 0.76923 | 0.9809 | 4.2928 | 5.062 | 0 | 0 | 0 | 0 | 0 | 1.5417 | 0 | 3.3119 | 8.4149 | 0 | 0 | 0 | 0 | 0 | 0 | 13.2684 | 13.2684 | 1.5417 | 0
47 | 2.06 | 0.26762 | 0.35 | 0.35 | 0.35 | 0 | 0 | 0 | 0 | 0 | 0 | 0.97101 | 3.3042 | 0.76923 | 0.97101 | 4.2752 | 5.0445 | 0 | 0 | 0 | 0 | 0 | 1.5417 | 0 | 3.3042 | 8.4077 | 0 | 0 | 0 | 0 | 0 | 0 | 13.2536 | 13.2536 | 1.5417 | 0
48 | 1.98 | 0.26448 | 0.35 | 0.35 | 0.35 | 0 | 0 | 0 | 0 | 0 | 0 | 0.76925 | 3.1926 | 10.7692 | 0.76925 | 3.9619 | 14.7311 | 0 | 0 | 0 | 0 | 0 | 1.5417 | 0 | 3.1926 | 8.5785 | 0 | 0 | 0 | 0 | 0 | 0 | 13.3127 | 13.3127 | 1.5417 | 0
49 | 1.87 | 0.27359 | 0.35 | 0.35 | 0.35 | 0 | 0 | 0 | 0 | 0 | 0 | 0.52409 | 2.4201 | 0.76923 | 0.52409 | 2.9442 | 3.7134 | 0 | 0 | 0 | 0 | 0 | 1.5417 | 0 | 2.4201 | 6.4771 | 0 | 0 | 0 | 0 | 0 | 0 | 10.4389 | 10.4389 | 1.5417 | 0
50 | 1.81 | 0.26822 | 0.35 | 0.35 | 0.35 | 0 | 0 | 0 | 0 | 0 | 0 | 0.5368 | 2.436 | 0.76923 | 0.5368 | 2.9728 | 3.742 | 0 | 0 | 0 | 0 | 0 | 1.5417 | 0 | 2.436 | 6.5056 | 0 | 0 | 0 | 0 | 0 | 0 | 10.4832 | 10.4832 | 1.5417 | 0
51 | 1.87 | 0.2653 | 0.35 | 0.35 | 0.35 | 0 | 0 | 0 | 0 | 0 | 0 | 0.55024 | 2.6253 | 0.76923 | 0.55024 | 3.1755 | 3.9447 | 0 | 0 | 0 | 0 | 0 | 1.5417 | 0 | 2.6253 | 6.7837 | 0 | 0 | 0 | 0 | 0 | 0 | 10.4389 | 10.9506 | 1.5417 | 0
52 | 1.93 | 0.26843 | 0.35 | 0.35 | 0.35 | 0 | 0 | 0 | 0 | 0 | 0 | 0.57263 | 3.8245 | 0.76923 | 0.57263 | 4.3972 | 5.1664 | -3.9695 | 2.6546 | 0 | 1.3149 | 0 | 1.5417 | 0 | 3.8245 | 8.9979 | 0 | 0 | 0 | 0 | 0 | 0 | 10.3946 | 10.3946 | 1.5417 | 0
53 | 1.9 | 0.28676 | 0.35 | 0.35 | 0.35 | 0 | 0 | 0 | 0 | 0 | 0 | 0.64745 | 2.414 | 0.76923 | 0.64745 | 3.0614 | 3.8307 | -0.0065744 | 0 | 0 | 0.0065744 | 0 | 1.5417 | 0 | 2.414 | 6.4677 | 0 | 0 | 0 | 0 | 0 | 0 | 10.4167 | 10.4167 | 1.5417 | 0
54 | 1.65 | 0.29496 | 0.35 | 0.35 | 0.35 | 0 | 0 | 0 | 0 | 0 | 0 | 0.7756 | 3.2889 | 0.76923 | 0.7756 | 4.0645 | 4.8337 | -0.0065744 | 0 | 0 | 0.0065744 | 0 | 1.5417 | 0 | 3.2889 | 8.7326 | 0 | 0 | 0 | 0 | 0 | 0 | 13.5565 | 13.5565 | 1.5417 | 0
55 | 2.15 | 0.29948 | 0.35 | 0.35 | 0.35 | 0 | 0 | 0 | 0 | 0 | 0 | 0.86983 | 4.4977 | 0.76923 | 0.86983 | 5.3676 | 6.1368 | 0 | 0 | 0 | 0 | 0 | 1.617 | 0 | 4.4977 | 10.1354 | 0 | 0 | 2.5629 | 0 | 1.2823 | 0 | 13.1872 | 20.0954 | 1.617 | 0
56 | 2.45 | 0.30396 | 0.35 | 0.35 | 0.35 | 0 | 0 | 0 | 0 | 0.19657 | 6.7055e-09 | 0.71318 | 2.7207 | 0 | 0.71318 | 3.6305 | 3.6305 | 0 | 0 | 0 | 0 | 0 | 1.9356 | 0 | 2.9173 | 8.1127 | 0 | 0 | 0 | 0 | 0 | 0 | 12.9655 | 12.9655 | 1.9356 | 0
57 | 2.94 | 0.29527 | 0.35 | 0.35 | 0.35 | 0 | 0 | 0 | 0 | 1.9877 | -9.0152e-08 | -3.3307e-16 | 0.87331 | 0 | 0.58065 | 2.861 | 2.861 | 0 | 0 | 0 | 0 | 0 | 3.7533 | 0 | 2.2804 | 6.5699 | 0 | 0 | 0 | 0 | 0 | 0 | 12.6035 | 12.6035 | 3.7533 | 0
58 | 3.68 | 0.29101 | 0.35 | 0.35 | 0.35 | 0 | 0 | 0 | 0 | 2.9769 | 8.1956e-08 | -3.3307e-16 | 0 | 0 | 0.56309 | 2.9769 | 2.9769 | -1.3443 | 1.3443 | 0 | 0 | 0 | 4.4075 | 0 | 2.4138 | 6.5797 | 0 | 0 | 0 | 0 | 0 | 0 | 12.0568 | 12.0568 | 4.4075 | 0
59 | 4.11 | 0.29227 | 0.35 | 0.35 | 0.35 | 0 | 0 | 0 | 0 | 2.3688 | -7.6443e-08 | 0.066278 | 0 | 0 | 0.55492 | 2.4351 | 2.4351 | 0 | 0 | 0 | 0 | 0 | 3.9923 | 0 | 1.8802 | 5.8667 | 0 | 0 | 0.44776 | 0 | 0 | 0 | 11.7392 | 12.1869 | 3.9923 | 0
60 | 4.26 | 0.28297 | 0.35 | 0.35 | 0.35 | 0 | 0 | 0 | 0 | 2.238 | -2.4587e-08 | 0.64636 | 1.5011 | 0 | 0.64636 | 4.3855 | 4.3855 | 0 | 0 | 0 | 0 | 0 | 3.8645 | 0 | 3.7391 | 8.95 | 0 | 0 | 0 | 0 | 0 | 0 | 11.6283 | 16.5536 | 3.8645 | 0
61 | 3.99 | 0.28787 | 0.35 | 0.35 | 0.35 | 0 | 0 | 0 | 0 | 0.90605 | -1.736e-08 | 0.74285 | 1.6691 | 0 | 0.74285 | 3.318 | 3.318 | 0 | 0 | 0 | 0 | 0 | 2.681 | 0 | 2.5751 | 7.4672 | 0 | 0 | 0 | 0 | 0 | 0 | 11.8278 | 12.7233 | 2.681 | 0
62 | 4.1 | 0.28738 | 0.35 | 0.35 | 0.35 | 0 | 0 | 0 | 0 | 0.45664 | -1.9856e-08 | 0.96063 | 2.3709 | 0 | 0.96063 | 3.7882 | 3.7882 | -1.3149 | 0 | 0 | 1.3149 | 0 | 2.2195 | 0 | 2.8275 | 8.5261 | 0 | 0 | 0 | 0 | 0 | 0 | 11.7465 | 12.2583 | 2.2195 | 0
63 | 3.88 | 0.29 | 0.35 | 0.35 | 0.35 | 0 | 0 | 0 | 0 | 0.1112 | -4.9639e-09 | 0.53255 | 2.4816 | 0 | 0.64375 | 3.1254 | 3.1254 | -0.0065744 | 0 | 0 | 0.0065744 | 0 | 1.8074 | 0 | 2.4816 | 7.6267 | 0 | 0 | 0 | 0 | 0 | 0 | 11.9091 | 11.9091 | 1.8074 | 0
64 | 3.2 | 0.29717 | 0.35 | 0.35 | 0.35 | 0 | 0 | 0 | 0 | 0 | 0 | 0.85152 | 2.7645 | 0 | 0.85152 | 3.6161 | 3.6161 | -0.0065744 | 0 | 0 | 0.0065744 | 0 | 1.5417 | 0 | 2.7645 | 8.1118 | 0 | 0 | 0 | 0 | 0 | 0 | 12.4114 | 12.4114 | 1.5417 | 0
65 | 2.84 | 0.29445 | 0.35 | 0.35 | 0.35 | 0 | 0 | 0 | 0 | 0 | 0 | 1.945 | 2.8844 | 0 | 1.945 | 4.8294 | 4.8294 | 0 | 0 | 0 | 0 | 0 | 1.5417 | 0 | 2.8844 | 8.2513 | 0 | 0 | 0.57569 | 0 | 0 | 0 | 12.6774 | 13.2531 | 1.5417 | 0
66 | 2.76 | 0.29534 | 0.35 | 0.35 | 0.35 | 0 | 0 | 0 | 0 | 0 | 0 | 1.1311 | 3.1131 | 0.76923 | 1.1311 | 4.2442 | 5.0134 | 0 | 0 | 0 | 0 | 0 | 1.5417 | 0 | 3.1131 | 8.5934 | 0 | 0 | 0 | 0 | 0 | 0 | 12.7365 | 13.2482 | 1.5417 | 0
67 | 2.57 | 0.28793 | 0.35 | 0.35 | 0.35 | 0 | 0 | 0 | 0 | 0 | 0 | 1.0701 | 2.9787 | 0.76923 | 1.0701 | 4.0488 | 4.818 | 0 | 0 | 0 | 0 | 0 | 1.5417 | 0 | 2.9787 | 8.3565 | 0 | 0 | 0 | 0 | 0 | 0 | 12.8769 | 12.8769 | 1.5417 | 0
68 | 2.35 | 0.28523 | 0.35 | 0.35 | 0.35 | 0 | 0 | 0 | 0 | 0 | 0 | 2.0164 | 3.0575 | 0.76923 | 2.0164 | 5.074 | 5.8432 | 0 | 0 | 0 | 0 | 0 | 1.5417 | 0 | 3.0575 | 8.4402 | 0 | 0 | 0 | 0 | 0 | 0 | 13.0394 | 13.0394 | 1.5417 | 0
69 | 2.11 | 0.28216 | 0.35 | 0.35 | 0.35 | 0 | 0 | 0 | 0 | 0 | 0 | 1.0705 | 3.8858 | 0.76923 | 1.0705 | 4.9563 | 5.7255 | 0 | 0 | 0 | 0 | 0 | 1.5417 | 0 | 3.8858 | 9.6442 | 0 | 0 | 0 | 0 | 0 | 0 | 13.2167 | 15.0717 | 1.5417 | 0
70 | 2.04 | 0.27666 | 0.35 | 0.35 | 0.35 | 0 | 0 | 0 | 0 | 0 | 0 | 1.0621 | 3.1719 | 0.76923 | 1.0621 | 4.234 | 5.0033 | 0 | 0 | 0 | 0 | 0 | 1.5417 | 0 | 3.1719 | 8.5548 | 0 | 0 | 0 | 0 | 0 | 0 | 13.2684 | 13.2684 | 1.5417 | 0
71 | 2.18 | 0.25947 | 0.35 | 0.35 | 0.35 | 0 | 0 | 0 | 0 | 0 | 0 | 0.53317 | 4.3432 | 10.7692 | 0.53317 | 4.8763 | 15.6456 | -3.0865 | 3.0411 | 0 | 0.045336 | 0 | 1.5417 | 0 | 4.3432 | 10.3666 | 0 | 0 | 0 | 0 | 0 | 0 | 13.165 | 13.165 | 1.5417 | 0
72 | 1.98 | 0.2638 | 0.35 | 0.35 | 0.35 | 0 | 0 | 0 | 0 | 0 | 0 | 0.58961 | 4.3931 | 0.76923 | 0.58961 | 4.9827 | 5.7519 | -2.8405 | 2.801 | 0 | 0.039446 | 0 | 1.5417 | 0 | 4.3931 | 10.2184 | 0 | 0 | 0 | 0 | 0 | 0 | 13.3127 | 13.3127 | 1.5417 | 0
73 | 1.61 | 0.261 | 0.35 | 0.35 | 0.35 | 0 | 0 | 0 | 0 | 0 | 0 | 0.4931 | 3.0199 | 0.76923 | 0.4931 | 3.513 | 4.2823 | -1.1875 | 1.1807 | 0 | 0.0067388 | 0 | 1.5417 | 0 | 3.0199 | 7.2569 | 0 | 0 | 0 | 0 | 0 | 0 | 10.631 | 10.631 | 1.5417 | 0
74 | 1.19 | 0.26939 | 0.35 | 0.35 | 0.35 | 0 | 0 | 0 | 0 | 0 | 0 | 0.48739 | 2.6582 | 0.76923 | 0.48739 | 3.1456 | 3.9148 | 0 | 0 | 0 | 0 | 0 | 1.5417 | 0 | 2.6582 | 6.7414 | 0 | 0 | 0 | 0 | 0 | 0 | 10.9413 | 10.9413 | 1.5417 | 0
75 | 1.16 | 0.28096 | 0.35 | 0.35 | 0.35 | 0 | 0 | 0 | 0 | 0 | 0 | 0.53637 | 2.6665 | 0.76923 | 0.53637 | 3.2029 | 3.9721 | 0 | 0 | 0 | 0 | 0 | 1.5417 | 0 | 2.6665 | 6.7552 | 0 | 0 | 0 | 0 | 0 | 0 | 10.9634 | 10.9634 | 1.5417 | 0
76 | 1.06 | 0.31045 | 0.35 | 0.35 | 0.35 | 0 | 0 | 0 | 0 | 0 | 0 | 0.48206 | 2.6945 | 0.76923 | 0.48206 | 3.1766 | 3.9458 | 0 | 0 | 0 | 0 | 0 | 1.5417 | 0 | 2.6945 | 6.8011 | 0 | 0 | 0 | 0 | 0 | 0 | 11.0373 | 11.0373 | 1.5417 | 0
77 | 1.03 | 0.35625 | 0.35 | 0.35 | 0.35 | 0 | 0 | 0 | 0 | 0 | 0 | 0.45671 | 2.7029 | 0.76923 | 0.45671 | 3.1596 | 3.9289 | 0 | 0 | 0 | 0 | 0 | 1.5417 | 0 | 2.7029 | 6.8149 | 0 | 0 | 0 | 0 | 0 | 0 | 11.0595 | 11.0595 | 1.5417 | 0
78 | 1.24 | 0.40037 | 0.35 | 0.35 | 0.35 | 0 | 0 | 0 | 0 | 0 | 0 | 0.7958 | 3.4789 | 0.76923 | 0.7958 | 4.2747 | 5.0439 | 0 | 0 | 0 | 0 | 0 | 1.5417 | 0 | 3.4789 | 8.8389 | 0 | 0 | 0 | 0 | 0 | 0 | 13.8594 | 13.8594 | 1.5417 | 0
79 | 1.63 | 0.43216 | 0.35 | 0.35 | 0.35 | 0 | 0 | 0 | 0 | 0.034732 | -1.4598e-09 | 0.72746 | 4.656 | 0.76923 | 0.72746 | 5.4182 | 6.1874 | 0 | 0 | 0 | 0 | 0 | 1.7227 | 0 | 4.6907 | 10.1888 | 0 | 0 | 6.8812 | 0 | 1.2818 | 0 | 13.5713 | 24.7652 | 1.7227 | 0
80 | 1.97 | 0.4569 | 0.35 | 0.35 | 0.35 | 0 | 0 | 0 | 0 | 1.0443 | 2.6673e-08 | 1.4363 | 1.7824 | 0 | 1.4363 | 4.2631 | 4.2631 | 0 | 0 | 0 | 0 | 0 | 3.1201 | 0 | 2.8268 | 7.3732 | 0 | 0 | 0 | 0 | 0 | 0 | 13.3201 | 13.3201 | 3.1201 | 0
81 | 2.09 | 0.47454 | 0.35 | 0.35 | 0.35 | 0 | 0 | 0 | 0 | 0.62615 | 2.1644e-08 | 2.2484 | 2.5064 | 0 | 2.2484 | 5.3809 | 5.3809 | 0 | 0 | 0 | 0 | 0 | 2.4204 | 0 | 3.1325 | 8.0624 | 0 | 0 | 0 | 0 | 0 | 0 | 13.2315 | 13.6153 | 2.4204 | 0
82 | 2.32 | 0.47571 | 0.35 | 0.35 | 0.35 | 0 | 0 | 0 | 0 | 0.94284 | 3.6508e-09 | 2.0959 | 2.1289 | 0 | 2.0959 | 5.1676 | 5.1676 | 0 | 0 | 0 | 0 | 0 | 2.7098 | 0 | 3.0717 | 7.9197 | 0 | 0 | 0 | 0 | 0 | 0 | 13.0616 | 13.7012 | 2.7098 | 0
83 | 2.37 | 0.46834 | 0.35 | 0.35 | 0.35 | 0 | 0 | 0 | 0 | 4.257 | 1.3292e-07 | -1.3323e-15 | 0 | 0 | 1.6375 | 4.257 | 4.257 | -0.65806 | 0.65806 | 0 | 0 | 0 | 5.0841 | 0 | 2.6195 | 6.4908 | 0 | 0 | 0 | 0 | 0 | 0 | 13.0246 | 13.5363 | 5.0841 | 0
84 | 2.63 | 0.4829 | 0.35 | 0.35 | 0.35 | 0 | 0 | 0 | 0 | 2.9092 | 1.3679e-07 | -6.6613e-16 | 2.1067 | 0 | 1.0143 | 5.016 | 5.016 | 0 | 0 | 0 | 0 | 0 | 4.2862 | 0 | 4.0017 | 8.8921 | 0 | 0 | 0.64174 | 0 | 0 | 0 | 12.8325 | 17.8218 | 4.2862 | 0
85 | 3.08 | 0.51229 | 0.35 | 0.35 | 0.35 | 0 | 0 | 0 | 0 | 0.73726 | 5.1633e-08 | 0.44699 | 1.8769 | 0 | 0.44699 | 3.0612 | 3.0612 | 0 | 0 | 0 | 0 | 0 | 2.5079 | 0 | 2.6142 | 7.378 | 0 | 0 | 0 | 0 | 0 | 0 | 12.5001 | 12.5001 | 2.5079 | 0
86 | 2.95 | 0.54022 | 0.35 | 0.35 | 0.35 | 0 | 0 | 0 | 0 | 1.2597 | -9.2983e-08 | -3.3307e-16 | 1.9067 | 0 | 0.62177 | 3.1664 | 3.1664 | 0 | 0 | 0 | 0 | 0 | 2.9345 | 0 | 2.5446 | 7.117 | 0 | 0 | 0 | 0 | 0 | 0 | 12.5961 | 12.5961 | 2.9345 | 0
87 | 2.79 | 0.56251 | 0.35 | 0.35 | 0.35 | 0 | 0 | 0 | 0 | 0.4913 | -2.1607e-09 | 1.6882 | 2.3115 | 0 | 1.6882 | 4.491 | 4.491 | 0 | 0 | 0 | 0 | 0 | 2.1602 | 0 | 2.8028 | 7.7514 | 0 | 0 | 0 | 0 | 0 | 0 | 12.7143 | 12.7143 | 2.1602 | 0
88 | 2.68 | 0.56477 | 0.35 | 0.35 | 0.35 | 0 | 0 | 0 | 0 | 0 | 0 | 0.76257 | 3.5848 | 0 | 0.76257 | 4.3474 | 4.3474 | 0 | 0 | 0 | 0 | 0 | 1.5417 | 0 | 3.5848 | 9.1403 | 0 | 0 | 0 | 0 | 0 | 0 | 12.7956 | 14.2668 | 1.5417 | 0
89 | 2.64 | 0.56585 | 0.35 | 0.35 | 0.35 | 0 | 0 | 0 | 0 | 0 | 0 | 1.3427 | 3.3728 | 0 | 1.3427 | 4.7155 | 4.7155 | 0 | 0 | 0 | 0 | 0 | 1.5417 | 0 | 3.3728 | 8.8062 | 0 | 0 | 0 | 0 | 0 | 0 | 12.8252 | 13.7207 | 1.5417 | 0
90 | 2.63 | 0.54755 | 0.35 | 0.35 | 0.35 | 0 | 0 | 0 | 0 | 0 | 0 | 1.0924 | 3.2756 | 0 | 1.0924 | 4.368 | 4.368 | 0 | 0 | 0 | 0 | 0 | 1.5417 | 0 | 3.2756 | 8.6549 | 0 | 0 | 0 | 0 | 0 | 0 | 12.8325 | 13.4722 | 1.5417 | 0
91 | 2.79 | 0.52227 | 0.35 | 0.35 | 0.35 | 0 | 0 | 0 | 0 | 0 | 0 | 0.79505 | 3.1679 | 0 | 0.79505 | 3.963 | 3.963 | 0 | 0 | 0 | 0 | 0 | 1.5417 | 0 | 3.1679 | 8.5165 | 0 | 0 | 0 | 0 | 0 | 0 | 12.7143 | 13.2261 | 1.5417 | 0
92 | 2.77 | 0.49609 | 0.35 | 0.35 | 0.35 | 0 | 0 | 0 | 0 | 0 | 0 | 4.835 | 3.7277 | 0 | 4.835 | 8.5627 | 8.5627 | 0 | 0 | 0 | 0 | 0 | 1.5417 | 0 | 3.7277 | 9.3787 | 0 | 0 | 0 | 0 | 0 | 0 | 12.7291 | 14.6481 | 1.5417 | 0
93 | 2.78 | 0.45768 | 0.35 | 0.35 | 0.35 | 0 | 0 | 0 | 0 | 0 | 0 | 2.733 | 3.1212 | 0 | 2.733 | 5.8542 | 5.8542 | 0 | 0 | 0 | 0 | 0 | 1.5417 | 0 | 3.1212 | 8.4426 | 0 | 0 | 0 | 0 | 0 | 0 | 12.7217 | 13.1055 | 1.5417 | 0
94 | 2.76 | 0.4013 | 0.35 | 0.35 | 0.35 | 0 | 0 | 0 | 0 | 0 | 0 | 1.447 | 2.9776 | 0 | 1.447 | 4.4246 | 4.4246 | 0 | 0 | 0 | 0 | 0 | 1.5417 | 0 | 2.9776 | 8.2173 | 0 | 0 | 0 | 0 | 0 | 0 | 12.7365 | 12.7365 | 1.5417 | 0
95 | 2.7 | 0.35711 | 0.35 | 0.35 | 0.35 | 0 | 0 | 0 | 0 | 0 | 0 | 1.9369 | 2.9987 | 0 | 1.9369 | 4.9356 | 4.9356 | 0 | 0 | 0 | 0 | 0 | 1.5417 | 0 | 2.9987 | 8.2405 | 0 | 0 | 0 | 0 | 0 | 0 | 12.7808 | 12.7808 | 1.5417 | 0
96 | 2.53 | 0.33246 | 0.35 | 0.35 | 0.35 | 0 | 0 | 0 | 0 | 0 | 0 | 0.5063 | 2.9929 | 0 | 0.5063 | 3.4992 | 3.4992 | 0 | 0 | 0 | 0 | 0 | 1.5417 | 0 | 2.9929 | 8.3719 | 0 | 0 | 0 | 0 | 0 | 0 | 12.9064 | 12.9064 | 1.5417 | 0
97 | 2.44 | 0.31564 | 0.35 | 0.35 | 0.35 | 0 | 0 | 0 | 0 | 0 | 0 | 0.61554 | 2.243 | 0 | 0.61554 | 2.8586 | 2.8586 | 0 | 0 | 0 | 0 | 0 | 1.5417 | 0 | 2.243 | 6.2331 | 0 | 0 | 0 | 0 | 0 | 0 | 10.0178 | 10.0178 | 1.5417 | 0
98 | 2.36 | 0.31126 | 0.35 | 0.35 | 0.35 | 0 | 0 | 0 | 0 | 0 | 0 | 0.52101 | 2.4714 | 0 | 0.52101 | 2.9925 | 2.9925 | 0 | 0 | 0 | 0 | 0 | 1.5417 | 0 | 2.4714 | 6.5755 | 0 | 0 | 0 | 0 | 0 | 0 | 10.0769 | 10.5886 | 1.5417 | 0
99 | 2.18 | 0.30747 | 0.35 | 0.35 | 0.35 | 0 | 0 | 0 | 0 | 0 | 0 | 0.57371 | 2.3266 | 10 | 0.57371 | 2.9003 | 12.9003 | 0 | 0 | 0 | 0 | 0 | 1.5417 | 0 | 2.3266 | 6.3416 | 0 | 0 | 0 | 0 | 0 | 0 | 10.2099 | 10.2099 | 1.5417 | 0
100 | 2.31 | 0.3112 | 0.35 | 0.35 | 0.35 | 0 | 0 | 0 | 0 | 0 | 0 | 0.69285 | 2.5131 | 0 | 0.69285 | 3.206 | 3.206 | 0 | 0 | 0 | 0 | 0 | 1.5417 | 0 | 2.5131 | 6.6348 | 0 | 0 | 0 | 0 | 0 | 0 | 10.1138 | 10.6895 | 1.5417 | 0
101 | 2.65 | 0.31868 | 0.35 | 0.35 | 0.35 | 0 | 0 | 0 | 0 | 0 | 0 | 0.71233 | 2.1773 | 0 | 0.71233 | 2.8896 | 2.8896 | 0 | 0 | 0 | 0 | 0 | 1.5417 | 0 | 2.1773 | 6.1437 | 0 | 0 | 0 | 0 | 0 | 0 | 9.8627 | 9.8627 | 1.5417 | 0
102 | 2.98 | 0.3313 | 0.35 | 0.35 | 0.35 | 0 | 0 | 0 | 0 | 0 | 0 | 0.59035 | 2.8366 | 0 | 0.59035 | 3.427 | 3.427 | 0 | 0 | 0 | 0 | 0 | 1.5417 | 0 | 2.8366 | 8.1957 | 0 | 0 | 0 | 0 | 0 | 0 | 12.574 | 12.574 | 1.5417 | 0
103 | 3.11 | 0.33982 | 0.35 | 0.35 | 0.35 | 0 | 0 | 0 | 0 | 0.012141 | 5.7742e-10 | 0.95132 | 4.3458 | 0 | 0.96346 | 5.3093 | 5.3093 | -0.94705 | 0 | 0 | 0.94705 | 0 | 1.6773 | 0 | 4.3458 | 10.8559 | 0 | 0 | 0 | 0 | 0 | 0 | 12.4779 | 15.932 | 1.6773 | 0
104 | 3.46 | 0.3376 | 0.35 | 0.35 | 0.35 | 0 | 0 | 0 | 0 | 0.65012 | -5.0589e-08 | 1.0818 | 4.0649 | 0 | 1.0818 | 5.7968 | 5.7968 | 0 | 0 | 0 | 0 | 0 | 2.4506 | 0 | 4.715 | 10.5906 | 0 | 0 | 0 | 0 | 0.92356 | 0 | 12.2194 | 18.6798 | 2.4506 | 0
105 | 4.02 | 0.32335 | 0.35 | 0.35 | 0.35 | 0 | 0 | 0 | 0 | 1.2394 | -1.1064e-07 | 0.62078 | 0.89366 | 0 | 0.62078 | 2.7538 | 2.7538 | 0 | 0 | 0 | 0 | 0 | 3.0562 | 0 | 2.133 | 6.6164 | 0 | 0 | 0 | 0 | 0 | 0 | 11.8056 | 11.8056 | 3.0562 | 0
106 | 4.6 | 0.31388 | 0.35 | 0.35 | 0.35 | 0 | 0 | 0 | 0 | 1.7001 | 5.9605e-08 | 0.60278 | 0.17947 | 0 | 0.60278 | 2.4823 | 2.4823 | 0 | 0 | 0 | 0 | 0 | 3.4446 | 0 | 1.8795 | 6.053 | 0 | 0 | 0 | 0 | 0 | 0 | 11.3772 | 11.3772 | 3.4446 | 0
107 | 5 | 0.3117 | 0.35 | 0.35 | 0.35 | 0 | 0 | 0 | 0 | 3.1133 | -1.7285e-08 | -3.3307e-16 | 0 | 0 | 0.58657 | 3.1133 | 3.1133 | -2.6776 | 2.6776 | 0 | 0 | 0 | 4.5094 | 0 | 2.5268 | 6.7231 | 0 | 0 | 0 | 0 | 0 | 0 | 11.0816 | 11.0816 | 4.5094 | 0
108 | 5.24 | 0.31415 | 0.35 | 0.35 | 0.35 | 0 | 0 | 0 | 0 | 2.8893 | 6.0201e-08 | 0.077416 | 0 | 0 | 1.2111 | 2.9667 | 2.9667 | 0 | 0 | 0 | 0 | 0 | 4.2981 | 0 | 1.7556 | 5.4903 | 0 | 0 | 0 | 0 | 0 | 0 | 10.9043 | 11.544 | 4.2981 | 0
109 | 5.61 | 0.31789 | 0.35 | 0.35 | 0.35 | 0 | 0 | 0 | 0 | 3.5517 | 1.3858e-07 | -6.6613e-16 | 2.2568 | 0 | 0.8306 | 5.8085 | 5.8085 | -10.1976 | 8.8827 | 0 | 1.3149 | 0 | 4.3843 | 0 | 4.9779 | 11.4664 | 0 | 0 | 0 | 0 | 0 | 0 | 10.631 | 10.631 | 4.3843 | 0
110 | 5.4 | 0.3197 | 0.35 | 0.35 | 0.35 | 0 | 0 | 0 | 0 | 0.67259 | 2.8089e-08 | 0.22049 | 4.3949 | 0 | 0.89308 | 5.288 | 5.288 | -6.2971 | 6.2905 | 0 | 0.0065744 | 0 | 2.4503 | 0 | 4.3949 | 10.6858 | 0 | 0 | 0 | 0 | 0 | 0 | 10.7861 | 11.2339 | 2.4503 | 0
111 | 5.11 | 0.33331 | 0.35 | 0.35 | 0.35 | 0 | 0 | 0 | 0 | 0.92055 | 2.6301e-08 | 0.023733 | 3.0664 | 0 | 0.94428 | 4.0107 | 4.0107 | -0.0065744 | 0 | 0 | 0.0065744 | 0 | 2.3792 | 0 | 3.0664 | 8.4398 | 0 | 0 | 0 | 0 | 0 | 0 | 11.0004 | 13.8788 | 2.3792 | 0
112 | 4.82 | 0.34749 | 0.35 | 0.35 | 0.35 | 0 | 0 | 0 | 0 | 0 | 0 | 1.4664 | 3.3956 | 0 | 1.4664 | 4.8621 | 4.8621 | -0.0065744 | 0 | 0 | 0.0065744 | 0 | 1.5417 | 0 | 3.3956 | 9.2903 | 0 | 0 | 0 | 0 | 0 | 0 | 11.2146 | 14.221 | 1.5417 | 0
113 | 4.68 | 0.34564 | 0.35 | 0.35 | 0.35 | 0 | 0 | 0 | 0 | 0 | 0 | 2.4603 | 2.5254 | 0 | 2.4603 | 4.9857 | 4.9857 | -0.0065744 | 0 | 0 | 0.0065744 | 0 | 1.5417 | 0 | 2.5254 | 7.8332 | 0 | 0 | 0 | 0 | 0 | 0 | 11.318 | 11.8937 | 1.5417 | 0
114 | 4.32 | 0.33282 | 0.35 | 0.35 | 0.35 | 0 | 0 | 0 | 0 | 0 | 0 | 0.93522 | 2.4137 | 0 | 0.93522 | 3.349 | 3.349 | -0.0065744 | 0 | 0 | 0.0065744 | 0 | 1.5417 | 0 | 2.4137 | 7.6352 | 0 | 0 | 0 | 0 | 0 | 0 | 11.584 | 11.584 | 1.5417 | 0
115 | 3.91 | 0.33036 | 0.35 | 0.35 | 0.35 | 0 | 0 | 0 | 0 | 0 | 0 | 1.1428 | 2.5376 | 0 | 1.1428 | 3.6804 | 3.6804 | -0.0065744 | 0 | 0 | 0.0065744 | 0 | 1.5417 | 0 | 2.5376 | 7.8142 | 0 | 0 | 0 | 0 | 0 | 0 | 11.8869 | 11.8869 | 1.5417 | 0
116 | 3.57 | 0.32861 | 0.35 | 0.35 | 0.35 | 0 | 0 | 0 | 0 | 0 | 0 | 1.0942 | 4.099 | 10 | 1.0942 | 5.1932 | 15.1932 | -0.0065744 | 0 | 0 | 0.0065744 | 0 | 1.5417 | 0 | 4.099 | 10.2779 | 0 | 0 | 0 | 0 | 0 | 0 | 12.1381 | 15.912 | 1.5417 | 0
117 | 3.43 | 0.34306 | 0.35 | 0.35 | 0.35 | 0 | 0 | 0 | 0 | 0 | 0 | 1.5329 | 2.8624 | 0 | 1.5329 | 4.3952 | 4.3952 | -0.0065744 | 0 | 0 | 0.0065744 | 0 | 1.5417 | 0 | 2.8624 | 8.2918 | 0 | 0 | 0 | 0 | 0 | 0 | 12.2415 | 12.6893 | 1.5417 | 0
118 | 3.39 | 0.36206 | 0.35 | 0.35 | 0.35 | 0 | 0 | 0 | 0 | 0 | 0 | 1.266 | 3.3443 | 0 | 1.266 | 4.6103 | 4.6103 | 0 | 0 | 0 | 0 | 0 | 1.5417 | 0 | 3.3443 | 9.0482 | 0 | 0 | 0 | 0 | 0 | 0 | 12.2711 | 13.9342 | 1.5417 | 0
119 | 3.37 | 0.37646 | 0.35 | 0.35 | 0.35 | 0 | 0 | 0 | 0 | 0 | 0 | 1.0303 | 2.7103 | 0 | 1.0303 | 3.7406 | 3.7406 | -0.013116 | 0 | 0 | 0.013116 | 0 | 1.5417 | 0 | 2.7103 | 8.047 | 0 | 0 | 0 | 0 | 0 | 0 | 12.2858 | 12.2858 | 1.5417 | 0
120 | 3.22 | 0.41752 | 0.35 | 0.35 | 0.35 | 0 | 0 | 0 | 0 | 0 | 0 | 0.75867 | 2.9844 | 0 | 0.75867 | 3.7431 | 3.7431 | -0.10519 | 0 | 0 | 0.10519 | 0 | 1.5417 | 0 | 2.9844 | 7.9757 | 0 | 0 | 0 | 0 | 0 | 0 | 12.3967 | 12.3967 | 1.5417 | 0
121 | 3.03 | 0.46616 | 0.35 | 0.35 | 0.35 | 0 | 0 | 0 | 0 | 0 | 0 | 0.72646 | 2.2116 | 0 | 0.72646 | 2.9381 | 2.9381 | -0.0070675 | 0 | 0 | 0.0070675 | 0 | 1.5417 | 0 | 2.2116 | 5.8357 | 0 | 0 | 0.63965 | 0 | 0 | 0 | 9.5819 | 10.2216 | 1.5417 | 0
122 | 3.12 | 0.50995 | 0.35 | 0.35 | 0.35 | 0 | 0 | 0 | 0 | 0 | 0 | 0.72867 | 2.1837 | 0 | 0.72867 | 2.9124 | 2.9124 | -0.0070675 | 0 | 0 | 0.0070675 | 0 | 1.5417 | 0 | 2.1837 | 5.7971 | 0 | 0 | 0.63965 | 0 | 0 | 0 | 9.5154 | 10.1551 | 1.5417 | 0
123 | 2.92 | 0.5481 | 0.35 | 0.35 | 0.35 | 0 | 0 | 0 | 0 | 0 | 0 | 0.80699 | 2.246 | 0 | 0.80699 | 3.053 | 3.053 | -0.0070675 | 0 | 0 | 0.0070675 | 0 | 1.5417 | 0 | 2.246 | 5.8826 | 0 | 0 | 0 | 0 | 0 | 0 | 9.6632 | 9.6632 | 1.5417 | 0
124 | 2.68 | 0.58646 | 0.35 | 0.35 | 0.35 | 0 | 0 | 0 | 0 | 0 | 0 | 0.92737 | 2.3224 | 0 | 0.92737 | 3.2498 | 3.2498 | -0.0070675 | 0 | 0 | 0.0070675 | 0 | 1.5417 | 0 | 2.3224 | 5.9835 | 0 | 0 | 0 | 0 | 0 | 0 | 9.8405 | 9.8405 | 1.5417 | 0
125 | 2.54 | 0.6275 | 0.35 | 0.35 | 0.35 | 0 | 0 | 0 | 0 | 0 | 0 | 0.84744 | 2.3678 | 0 | 0.84744 | 3.2152 | 3.2152 | -0.0070675 | 0 | 0 | 0.0070675 | 0 | 1.5417 | 0 | 2.3678 | 6.0415 | 0 | 0 | 0 | 0 | 0 | 0 | 9.9439 | 9.9439 | 1.5417 | 0
126 | 2.11 | 0.652 | 0.35 | 0.35 | 0.35 | 0 | 0 | 0 | 0 | 0 | 0 | 0.83706 | 2.963 | 0 | 0.83706 | 3.8 | 3.8 | 0 | 0 | 0 | 0 | 0 | 1.5417 | 0 | 2.963 | 7.3336 | 0 | 0 | 0 | 0 | 1.3784 | 0 | 13.2167 | 13.2167 | 1.5417 | 0
127 | 1.94 | 0.63959 | 0.35 | 0.35 | 0.35 | 0 | 0 | 0 | 0 | 0.084664 | 2.8173e-09 | 0.82355 | 3.2327 | 0 | 0.82355 | 4.141 | 4.141 | 0 | 0 | 0 | 0 | 0 | 1.8958 | 0 | 3.3174 | 8.1291 | 0 | 0 | 7.9317 | 0 | 0 | 0 | 13.3423 | 21.274 | 1.8958 | 0
128 | 1.87 | 0.60804 | 0.35 | 0.35 | 0.35 | 0 | 0 | 0 | 0 | 1.1521 | 5.126e-08 | -6.6613e-16 | 2.5704 | 0 | 0.80197 | 3.7225 | 3.7225 | 0 | 0 | 0 | 0 | 0 | 3.3342 | 0 | 2.9206 | 7.1393 | 0 | 0 | 6.7803 | 0 | 0 | 0 | 13.394 | 20.1743 | 3.3342 | 0
129 | 2.15 | 0.58591 | 0.35 | 0.35 | 0.35 | 0 | 0 | 0 | 0 | 2.1767 | -9.6411e-08 | -6.6613e-16 | 1.2632 | 0 | 0.78351 | 3.44 | 3.44 | 0 | 0 | 0 | 0 | 0 | 3.9368 | 0 | 2.6565 | 6.5939 | 0 | 0 | 0 | 0 | 0 | 0 | 13.1872 | 13.1872 | 3.9368 | 0
130 | 2.8 | 0.56505 | 0.35 | 0.35 | 0.35 | 0 | 0 | 0 | 0 | 2.437 | -2.0802e-07 | -3.3307e-16 | 0.71946 | 0 | 0.74951 | 3.1564 | 3.1564 | 0 | 0 | 0 | 0 | 0 | 4.0473 | 0 | 2.4069 | 6.2527 | 0 | 0 | 0 | 0 | 0 | 0 | 12.7069 | 12.7069 | 4.0473 | 0
131 | 3.11 | 0.54725 | 0.35 | 0.35 | 0.35 | 0 | 0 | 0 | 0 | 2.5939 | 1.9372e-08 | 0.8143 | 0 | 0 | 0.83657 | 3.4082 | 3.4082 | 0 | 0 | 0 | 0 | 0 | 4.1766 | 0 | 2.5716 | 6.4973 | 0 | 0 | 0 | 0 | 0 | 0 | 12.4779 | 13.2455 | 4.1766 | 0
132 | 3.33 | 0.53588 | 0.35 | 0.35 | 0.35 | -3.228 | 0 | 3.228 | 0 | 9.7179 | 1.6689e-08 | -6.6613e-16 | 0 | 0 | 1.314 | 6.4898 | 6.4898 | -8.9226 | 8.9226 | 0 | 0 | 0 | 6.7079 | 0 | 5.1758 | 9.866 | 0 | 0 | 0 | 0 | 0 | 0 | 12.3154 | 12.8271 | 6.7079 | 0
133 | 3.47 | 0.55911 | 0.35 | 0.35 | 0.35 | 0 | 0 | 0 | 0 | 1.5734 | 7.2718e-08 | -3.3307e-16 | 2.1443 | 0 | 0.71775 | 3.7177 | 3.7177 | -1.4135 | 0 | 0 | 1.4135 | 0 | 3.3015 | 0 | 3 | 7.8996 | 0 | 0 | 0 | 0 | 0 | 0 | 12.212 | 12.7877 | 3.3015 | 0
134 | 3.48 | 0.61074 | 0.35 | 0.35 | 0.35 | 0 | 0 | 0 | 0 | 0.76241 | 1.0431e-09 | -3.3307e-16 | 2.7146 | 0 | 0.60351 | 3.477 | 3.477 | -0.0070675 | 0 | 0 | 0.0070675 | 0 | 2.5367 | 0 | 2.8735 | 7.505 | 0 | 0 | 0 | 0 | 0 | 0 | 12.2046 | 12.9082 | 2.5367 | 0
135 | 3.22 | 0.66077 | 0.35 | 0.35 | 0.35 | -1.5747 | 0 | 1.5747 | 0 | 7.0482 | 2.7448e-07 | -3.3307e-16 | 0 | 0 | 0.57772 | 5.4736 | 5.4736 | -3.9091 | 3.902 | 0 | 0.0070675 | 0 | 4.101 | 0 | 4.8959 | 10.1874 | 0 | 0 | 0 | 0 | 0 | 0 | 12.3967 | 15.2751 | 4.101 | 0
136 | 2.66 | 0.66024 | 0.35 | 0.35 | 0.35 | 0 | 0 | 0 | 3.9801 | 0 | 0 | -6.6613e-16 | 0 | 0 | 0.82418 | 3.9801 | 3.9801 | -0.0070675 | 0 | 0 | 0.0070675 | 0 | 1.5417 | 0 | 3.1559 | 8.1198 | 0 | 0 | 1.1514 | 0 | 0 | 0 | 12.8104 | 13.9617 | 1.5417 | 0
137 | 1.93 | 0.65111 | 0.35 | 0.35 | 0.35 | 0 | 0 | 0 | 0.41859 | 0 | 0 | 1.3737 | 3.0065 | 0 | 1.3737 | 4.7987 | 4.7987 | -0.0070675 | 0 | 0 | 0.0070675 | 0 | 1.5417 | 0 | 3.4251 | 8.39 | 0 | 0 | 0 | 0 | 0 | 0 | 13.3497 | 13.3497 | 1.5417 | 0
138 | 0.56 | 0.64369 | 0.35 | 0.35 | 0.35 | 0 | 0 | 0 | 0 | 0 | 0 | 1.2373 | 3.8466 | 10 | 1.2373 | 5.0839 | 15.0839 | 0 | 0 | 0 | 0 | 0 | 1.5417 | 0 | 3.8466 | 8.9736 | 0 | 0 | 0.63965 | 0 | 0 | 0 | 14.3618 | 15.0015 | 1.5417 | 0
139 | 0.52 | 0.64408 | 0.35 | 0.35 | 0.35 | 0 | 0 | 0 | 0 | 0 | 0 | 1.197 | 3.8594 | 0 | 1.197 | 5.0563 | 5.0563 | 0 | 0 | 0 | 0 | 0 | 1.5417 | 0 | 3.8594 | 8.9903 | 0 | 0 | 0 | 0 | 0 | 0 | 14.3914 | 14.3914 | 1.5417 | 0
140 | 0.26 | 0.63672 | 0.35 | 0.35 | 0.35 | 0 | 0 | 0 | 0 | 0 | 0 | 3.4641 | 3.9433 | 0 | 3.4641 | 7.4074 | 7.4074 | 0 | 0 | 0 | 0 | 0 | 1.5417 | 0 | 3.9433 | 9.0985 | 0 | 0 | 1.0874 | 0 | 0 | 0 | 14.5834 | 15.6708 | 1.5417 | 0
141 | -0.07 | 0.62526 | 0.35 | 0.35 | 0.35 | 0 | 0 | 0 | 0 | 0 | 0 | 2.2207 | 4.0514 | 0 | 2.2207 | 6.2721 | 6.2721 | 0 | 0 | 0 | 0 | 0 | 1.5417 | 0 | 4.0514 | 9.2341 | 0 | 0 | 1.0234 | 0 | 0 | 0 | 14.8272 | 15.8507 | 1.5417 | 0
142 | -0.27 | 0.61728 | 0.35 | 0.35 | 0.35 | 0 | 0 | 0 | 0 | 0 | 0 | 1.4343 | 4.1286 | 0 | 1.4343 | 5.5629 | 5.5629 | -0.034986 | 0 | 0 | 0.034986 | 0 | 1.5417 | 0 | 4.1286 | 9.3397 | 0 | 0 | 3.0064 | 0 | 0 | 0 | 14.975 | 17.9813 | 1.5417 | 0
143 | -0.84 | 0.60143 | 0.35 | 0.35 | 0.35 | 0 | 0 | 0 | 0 | 0 | 0 | 1.1959 | 4.3133 | 0 | 1.1959 | 5.5092 | 5.5092 | -0.0070675 | 0 | 0 | 0.0070675 | 0 | 1.5417 | 0 | 4.3133 | 9.5481 | 0 | 0 | 0 | 0 | 0 | 0 | 15.3961 | 15.3961 | 1.5417 | 0
144 | -1.16 | 0.5963 | 0.35 | 0.35 | 0.35 | 0 | 0 | 0 | 0 | 0 | 0 | 0.82247 | 4.0741 | 0 | 0.82247 | 4.8966 | 4.8966 | 0 | 0 | 0 | 0 | 0 | 1.5417 | 0 | 4.0741 | 8.6383 | 0 | 0 | 0 | 0 | 1.3784 | 0 | 15.6325 | 15.6325 | 1.5417 | 0
145 | -1.38 | 0.59133 | 0.35 | 0.35 | 0.35 | 0 | 0 | 0 | 0 | 0 | 0 | 0.81354 | 3.6418 | 0 | 0.81354 | 4.4554 | 4.4554 | 0 | 0 | 0 | 0 | 0 | 1.5417 | 0 | 3.6418 | 7.6564 | 0 | 0 | 0 | 0 | 0 | 0 | 12.8399 | 12.8399 | 1.5417 | 0
146 | -1.23 | 0.5866 | 0.35 | 0.35 | 0.35 | 0 | 0 | 0 | 0 | 0 | 0 | 0.76935 | 3.5919 | 0 | 0.76935 | 4.3613 | 4.3613 | 0 | 0 | 0 | 0 | 0 | 1.5417 | 0 | 3.5919 | 7.5955 | 0 | 0 | 0 | 0 | 0 | 0 | 12.7291 | 12.7291 | 1.5417 | 0
147 | -0.89 | 0.57183 | 0.35 | 0.35 | 0.35 | 0 | 0 | 0 | 0 | 0 | 0 | 0.63301 | 3.4803 | 0 | 0.63301 | 4.1134 | 4.1134 | 0 | 0 | 0 | 0 | 0 | 1.5417 | 0 | 3.4803 | 7.4559 | 0 | 0 | 0 | 0 | 0 | 0 | 12.4779 | 12.4779 | 1.5417 | 0
148 | -1.19 | 0.55378 | 0.35 | 0.35 | 0.35 | 0 | 0 | 0 | 0 | 0 | 0 | 0.70016 | 3.5787 | 0 | 0.70016 | 4.2789 | 4.2789 | 0 | 0 | 0 | 0 | 0 | 1.5417 | 0 | 3.5787 | 7.5792 | 0 | 0 | 0 | 0 | 0 | 0 | 12.6996 | 12.6996 | 1.5417 | 0
149 | -1.37 | 0.5599 | 0.35 | 0.35 | 0.35 | 0 | 0 | 0 | 0 | 0 | 0 | 0.69438 | 3.8018 | 0 | 0.69438 | 4.4962 | 4.4962 | 0 | 0 | 0 | 0 | 0 | 1.5417 | 0 | 3.8018 | 7.8729 | 0 | 0 | 0 | 0 | 0 | 0 | 12.8325 | 13.2163 | 1.5417 | 0
150 | -1.7 | 0.56002 | 0.35 | 0.35 | 0.35 | 0 | 0 | 0 | 0 | 0 | 0 | 0.82032 | 4.7101 | 0 | 0.82032 | 5.5305 | 5.5305 | 0 | 0 | 0 | 0 | 0 | 1.5417 | 0 | 4.7101 | 9.7796 | 0 | 0 | 0 | 0 | 0 | 0 | 16.0314 | 16.0314 | 1.5417 | 0
151 | -2.11 | 0.54891 | 0.35 | 0.35 | 0.35 | 0 | 0 | 0 | 0 | 0.33993 | 1.8198e-08 | 0.44184 | 6.5924 | 0 | 0.78177 | 7.3742 | 7.3742 | 0 | 0 | 0 | 0 | 0 | 4.6586 | 0 | 6.5924 | 11.4684 | 0 | 0 | 4.9368 | 0 | 0 | 0 | 16.3343 | 27.6561 | 4.6586 | 0
152 | -1.8 | 0.50232 | 0.35 | 0.35 | 0.35 | 0 | 0 | 0 | 0 | 1.2267 | 3.2559e-08 | 0.031021 | 3.1718 | 0 | 1.2577 | 4.4295 | 4.4295 | 0 | 0 | 0 | 0 | 0 | 6.3738 | 0 | 3.1718 | 6.5597 | 0 | 0 | 0 | 0 | 0 | 0 | 16.1053 | 16.1053 | 6.3738 | 0
153 | 0.34 | 0.46965 | 0.35 | 0.35 | 0.35 | -0.57521 | 0 | 0.57521 | 0 | 4.6799 | 3.5763e-09 | -6.6613e-16 | 0 | 0 | 0.79977 | 4.1046 | 4.1046 | 0 | 0 | 0 | 0 | 0 | 6.0308 | 0 | 3.3049 | 6.8517 | 0 | 0 | 0 | 0 | 0 | 0 | 14.5243 | 16.1874 | 6.0308 | 0
154 | 1.65 | 0.47312 | 0.35 | 0.35 | 0.35 | -2.0256 | 0 | 2.0256 | 0 | 8.2813 | -8.0109e-07 | -6.6613e-16 | 0 | 0 | 1.0796 | 6.2556 | 6.2556 | -7.7367 | 7.7367 | 0 | 0 | 0 | 6.6502 | 0 | 5.1761 | 9.4669 | 0 | 0 | 0 | 0 | 0 | 0 | 13.5565 | 13.5565 | 6.6502 | 0
155 | 2.3 | 0.47846 | 0.35 | 0.35 | 0.35 | 0 | 0 | 0 | 0 | 4.2857 | -2.2233e-07 | -6.6613e-16 | 0 | 0 | 0.94828 | 4.2857 | 4.2857 | -2.3587 | 0.91232 | 0 | 1.4464 | 0 | 5.1938 | 0 | 3.3374 | 7.5435 | 0 | 0 | 0 | 0 | 0 | 0 | 13.0763 | 13.716 | 5.1938 | 0
156 | 3 | 0.46991 | 0.35 | 0.35 | 0.35 | 0 | 0 | 0 | 0 | 1.1715 | -3.9414e-08 | -6.6613e-16 | 2.8231 | 0 | 0.94204 | 3.9946 | 3.9946 | -0.0072319 | 0 | 0 | 0.0072319 | 0 | 2.9404 | 0 | 3.0526 | 7.44 | 0 | 0 | 2.0758 | 0 | 0 | 0 | 12.5592 | 15.5016 | 2.9404 | 0
157 | 2.77 | 0.48229 | 0.35 | 0.35 | 0.35 | 0 | 0 | 0 | 0 | 0.72186 | -2.4959e-08 | 1.0183 | 2.1982 | 0 | 1.0183 | 3.9383 | 3.9383 | -0.0072319 | 0 | 0 | 0.0072319 | 0 | 2.4935 | 0 | 2.92 | 7.3229 | 0 | 0 | 0.95947 | 0 | 0 | 0 | 12.7291 | 13.6886 | 2.4935 | 0
158 | 2.09 | 0.5121 | 0.35 | 0.35 | 0.35 | 0 | 0 | 0 | 0 | 1.1304 | -8.2403e-08 | -3.3307e-16 | 2.4692 | 0 | 0.53987 | 3.5997 | 3.5997 | -0.0072319 | 0 | 0 | 0.0072319 | 0 | 2.8569 | 0 | 3.0598 | 7.322 | 0 | 0 | 0.70362 | 0 | 0 | 0 | 13.2315 | 13.9351 | 2.8569 | 0
159 | 1.69 | 0.54315 | 0.35 | 0.35 | 0.35 | 0 | 0 | 0 | 0 | 1.1176 | 1.2219e-07 | 0.58009 | 2.1734 | 0 | 0.58009 | 3.8711 | 3.8711 | -0.0072319 | 0 | 0 | 0.0072319 | 0 | 2.5011 | 0 | 3.291 | 7.7422 | 0 | 0 | 0 | 0 | 0 | 0 | 13.527 | 13.527 | 2.5011 | 0
160 | 1.16 | 0.55539 | 0.35 | 0.35 | 0.35 | 0 | 0 | 0 | 0 | 0 | 0 | 0.69198 | 3.7422 | 0 | 0.69198 | 4.4342 | 4.4342 | -0.0072319 | 0 | 0 | 0.0072319 | 0 | 1.5417 | 0 | 3.7422 | 8.6419 | 0 | 0 | 0.44776 | 0 | 0 | 0 | 13.9185 | 14.3663 | 1.5417 | 0
161 | 0.45 | 0.56193 | 0.35 | 0.35 | 0.35 | 0 | 0 | 0 | 0 | 0 | 0 | 0.93883 | 3.9701 | 0 | 0.93883 | 4.9089 | 4.9089 | -0.0072319 | 0 | 0 | 0.0072319 | 0 | 1.5417 | 0 | 3.9701 | 8.9386 | 0 | 0 | 0 | 0 | 0 | 0 | 14.4431 | 14.4431 | 1.5417 | 0
162 | -0.3 | 0.56882 | 0.35 | 0.35 | 0.35 | 0 | 0 | 0 | 0 | 0 | 0 | 1.7708 | 4.2175 | 0 | 1.7708 | 5.9884 | 5.9884 | 0 | 0 | 0 | 0 | 0 | 1.5417 | 0 | 4.2175 | 9.238 | 0 | 0 | 1.5352 | 0 | 0 | 0 | 14.9972 | 16.5323 | 1.5417 | 0
163 | -0.4 | 0.57504 | 0.35 | 0.35 | 0.35 | 0 | 0 | 0 | 0 | 0 | 0 | 1.1103 | 4.2515 | 0 | 1.1103 | 5.3618 | 5.3618 | 0 | 0 | 0 | 0 | 0 | 1.5417 | 0 | 4.2515 | 9.2778 | 0 | 0 | 0 | 0 | 0 | 0 | 15.071 | 15.071 | 1.5417 | 0
164 | -0.39 | 0.58468 | 0.35 | 0.35 | 0.35 | 0 | 0 | 0 | 0 | 0 | 0 | 0.8421 | 4.2481 | 0 | 0.8421 | 5.0902 | 5.0902 | 0 | 0 | 0 | 0 | 0 | 1.5417 | 0 | 4.2481 | 9.2738 | 0 | 0 | 0.51172 | 0 | 0 | 0 | 15.0636 | 15.5754 | 1.5417 | 0
165 | -0.32 | 0.60517 | 0.35 | 0.35 | 0.35 | 0 | 0 | 0 | 0 | 0 | 0 | 1.0104 | 4.2243 | 0 | 1.0104 | 5.2348 | 5.2348 | 0 | 0 | 0 | 0 | 0 | 1.5417 | 0 | 4.2243 | 9.2459 | 0 | 0 | 1.9829 | 0 | 0 | 0 | 15.0119 | 16.9948 | 1.5417 | 0
166 | -0.41 | 0.62755 | 0.35 | 0.35 | 0.35 | 0 | 0 | 0 | 0 | 0 | 0 | 0.83187 | 4.255 | 0 | 0.83187 | 5.0868 | 5.0868 | 0 | 0 | 0 | 0 | 0 | 1.5417 | 0 | 4.255 | 9.2818 | 0 | 0 | 0 | 0 | 0 | 0 | 15.0784 | 15.0784 | 1.5417 | 0
167 | -0.9 | 0.6438 | 0.35 | 0.35 | 0.35 | 0 | 0 | 0 | 2.3343 | 0 | 0 | -6.6613e-16 | 2.4053 | 0 | 0.75325 | 4.7396 | 4.7396 | 0 | 0 | 0 | 0 | 0 | 1.5417 | 0 | 3.9864 | 8.5368 | 0 | 0 | 0 | 0 | 1.3756 | 0 | 15.4404 | 15.4404 | 1.5417 | 0

## Refurbished_ts_plot_summer
| Temp. air in °C | CO2 eq. [kg/kWh] | elec. price household [€/kWh] | elec. price heating [€/kWh] | elec. price e-mob. [€/kWh] | Helper variable: neg. sum el | Feed-in | Battery-charge | Battery-discharge | PV | PV curtailed | Grid-demand | Grid-heatpump | Grid-eMob | El. Demand | El. Demand with heating / AC | Total El. Demand incl. EV charging | Helper variable: neg. sum th | Dhw-storage-charge | Buffer-storage-charge | Buffer-storage-charge-HT | Th. inertia-charge | Heat gains used | Solar-thermal | Heatpump-el | Heatpump-ambient heat | Gas boiler | Direct el. heater | Dhw-storage-discharge | Buffer-storage-discharge | Buffer-storage-discharge-HT | Th. inertia-discharge | Roomheat Demand | Th. Demand | Heat gains | Qmax solar-thermal
0 | 11.01 | 0.22531 | 0.35 | 0.35 | 0.35 | 0 | 0 | 0 | 0 | 0 | 0 | 0.51172 | 0.65951 | 0 | 0.51172 | 1.1712 | 1.1712 | -0.43734 | 0 | 0.43734 | -5.5511e-17 | 0 | 1.0021 | 0 | 0.65951 | 3.0928 | 0 | 0 | 0 | 0 | 0 | 0 | 4.317 | 4.317 | 1.0021 | 0
1 | 10.74 | 0.22015 | 0.35 | 0.35 | 0.35 | 0 | 0 | 0 | 0 | 0 | 0 | 0.42677 | 0.27191 | 0 | 0.42677 | 0.69867 | 0.69867 | -0.0021867 | 0 | 0.0021867 | 0 | 0 | 1.0021 | 0 | 0.27191 | 1.2541 | 0 | 0 | 0 | 0 | 0 | 0 | 2.5259 | 2.5259 | 1.0021 | 0
2 | 10.12 | 0.21822 | 0.35 | 0.35 | 0.35 | 0 | 0 | 0 | 0 | 0 | 0 | 0.38187 | 0.52654 | 0 | 0.38187 | 0.90841 | 0.90841 | 0 | 0 | 0 | 0 | 0 | 1.0021 | 0 | 0.52654 | 1.8707 | 0 | 0 | 0 | 0 | 0 | 0 | 2.8236 | 3.3993 | 1.0021 | 0
3 | 9.72 | 0.21479 | 0.35 | 0.35 | 0.35 | 0 | 0 | 0 | 0 | 0 | 0 | 0.36122 | 0.2943 | 0 | 0.36122 | 0.65553 | 0.65553 | 0 | 0 | 0 | 0 | 0 | 1.0021 | 0 | 0.2943 | 1.2949 | 0 | 0 | 0 | 0.42436 | 0 | 0 | 3.0157 | 3.0157 | 1.0021 | 0
4 | 9.54 | 0.22338 | 0.35 | 0.35 | 0.35 | 0 | 0 | 0 | 0 | 0 | 0 | 0.38887 | 0.58277 | 0 | 0.38887 | 0.97164 | 0.97164 | 0 | 0 | 0 | 0 | 0 | 1.0021 | 0 | 0.58277 | 2.0929 | 0 | 0 | 0 | 0 | 0 | 0 | 3.1021 | 3.6778 | 1.0021 | 0
5 | 9.55 | 0.24281 | 0.35 | 0.35 | 0.35 | -0.67823 | 0.67823 | 0 | 0 | 1.2548 | 6.1765e-08 | -3.3307e-16 | 0 | 0 | 0.57657 | 0.57657 | 0.57657 | -0.5246 | 0 | 0 | 0 | 0.5246 | 3.6219 | 0 | 0 | 0 | 0 | 0 | 0 | 0 | 0 | 0 | 3.0973 | 3.0973 | 3.6219 | 0
6 | 10.01 | 0.23973 | 0.35 | 0.35 | 0.35 | -1.9683 | 1.9683 | 0 | 0 | 2.4673 | -2.1011e-08 | -3.3307e-16 | 0 | 0 | 0.49901 | 0.49901 | 0.49901 | -1.6927 | 0 | 0 | 0 | 1.6927 | 6.49 | 0 | 0 | 0 | 0 | 0 | 0 | 0 | 0 | 0 | 4.7972 | 4.7972 | 6.49 | 0
7 | 10.7 | 0.22596 | 0.35 | 0.35 | 0.35 | -0.51568 | 0.51568 | 0 | 0 | 3.2094 | 1.7881e-07 | -3.3307e-16 | 0 | 0 | 0.449 | 2.6938 | 2.6938 | -2.7309 | 0 | 0 | 0 | 2.7309 | 7.1968 | 0 | 2.2448 | 4.5995 | 0 | 0 | 0 | 0 | 0 | 0 | 4.4659 | 11.3102 | 7.1968 | 0
8 | 11.43 | 0.21589 | 0.35 | 0.35 | 0.35 | -2.0098 | 2.0098 | 0 | 0 | 2.7899 | -2.566e-07 | -3.3307e-16 | 0 | 0 | 0.5944 | 0.7801 | 0.7801 | 0 | 0 | 0 | 0 | 0 | 3.0431 | 0 | 0.1857 | 0.38999 | 0 | 0 | 0 | 0 | 0 | 1.0723 | 4.1154 | 4.691 | 3.0431 | 0
9 | 12.41 | 0.20618 | 0.35 | 0.35 | 0.35 | -1.9836 | 1.9836 | 0 | 0 | 2.9074 | 1.0371e-07 | -6.6613e-16 | 0 | 0 | 0.83751 | 0.92379 | 0.92379 | 0 | 0 | 0 | 0 | 0 | 3.1193 | 0 | 0.086275 | 0.43921 | 0 | 0 | 0 | 0 | 0 | 0 | 3.6448 | 3.6448 | 3.1193 | 0
10 | 13.39 | 0.19452 | 0.35 | 0.35 | 0.35 | -6.355 | 6.355 | 0 | 0 | 7.0509 | 1.1802e-07 | -3.3307e-16 | 0 | 0 | 0.69592 | 0.69592 | 0.69592 | -2.6015 | 0 | 0 | 0 | 2.6015 | 5.7757 | 0 | 0 | 0 | 0 | 0 | 0 | 0 | 0 | 0 | 3.1742 | 3.1742 | 5.7757 | 0
11 | 14.15 | 0.18674 | 0.35 | 0.35 | 0.35 | -8.6687 | 8.6687 | 0 | 0 | 9.2456 | -2.563e-08 | -3.3307e-16 | 0 | 0 | 0.57689 | 0.57689 | 0.57689 | -3.5015 | 0 | 0 | 0 | 3.5015 | 6.3107 | 0 | 0 | 0 | 0 | 0 | 0 | 0 | 0 | 0 | 2.8092 | 2.8092 | 6.3107 | 0
12 | 14.24 | 0.19078 | 0.35 | 0.35 | 0.35 | -9.2956 | 2.4072 | 6.8884 | 0 | 10.3813 | -6.5923e-07 | -3.3307e-16 | 0 | 0 | 0.62008 | 1.0857 | 1.0857 | -3.1541 | 0 | 0 | 0 | 3.1541 | 5.9201 | 0 | 0.46565 | 1.0695 | 0 | 0 | 0 | 0 | 0 | 0 | 2.766 | 4.3011 | 5.9201 | 0
13 | 15.12 | 0.18545 | 0.35 | 0.35 | 0.35 | -2.4256 | 0 | 2.4256 | 0 | 6.36 | -1.7881e-09 | -3.3307e-16 | 0 | 0 | 0.66122 | 3.9344 | 3.9344 | -12.5027 | 9.9535 | 0 | 0.14351 | 2.4057 | 4.7491 | 0 | 3.2731 | 7.7194 | 0 | 0 | 0 | 0 | 0 | 0 | 2.3434 | 3.2389 | 4.7491 | 0
14 | 14.66 | 0.18666 | 0.35 | 0.35 | 0.35 | -4.0649 | 0 | 4.0649 | 0 | 5.3372 | 4.1127e-08 | -3.3307e-16 | 0 | 0 | 0.40177 | 1.2722 | 1.2722 | -4.3483 | 0.12033 | 0 | 2.7751 | 1.4529 | 4.0172 | 0 | 0.87048 | 2.0249 | 0 | 0 | 0 | 0 | 0 | 0 | 2.5643 | 2.5643 | 4.0172 | 0
15 | 14.47 | 0.19132 | 0.35 | 0.35 | 0.35 | -4.0361 | 0 | 4.0361 | 0 | 4.4105 | 6.1095e-08 | -1.6653e-16 | 0 | 0 | 0.36998 | 0.37438 | 0.37438 | -0.80418 | 0 | 0 | 0.014589 | 0.78959 | 3.4451 | 0 | 0.0044038 | 0.010186 | 0 | 0 | 0 | 0 | 0 | 0 | 2.6555 | 2.6555 | 3.4451 | 0
16 | 14.3 | 0.21485 | 0.35 | 0.35 | 0.35 | -0.3519 | 0 | 0.3519 | 0 | 1.2663 | 1.0401e-07 | -3.3307e-16 | 0 | 0 | 0.40564 | 0.91443 | 0.91443 | -2.6065 | 0 | 0 | 0.014589 | 2.5919 | 1.9838 | 0 | 0.50879 | 2.8511 | 0 | 0 | 0 | 0 | 0 | 0 | 2.7372 | 2.7372 | 1.9838 | 0
17 | 13.68 | 0.25444 | 0.35 | 0.35 | 0.35 | -1.0107 | 0 | 1.0107 | 0 | 2.0435 | -3.621e-08 | -6.6613e-16 | 0 | 0 | 0.82419 | 1.0327 | 1.0327 | -0.34943 | 0 | 0 | 0.014589 | 0.33484 | 2.0526 | 0 | 0.20852 | 1.1232 | 0 | 0 | 0 | 0 | 0 | 0 | 3.0349 | 3.0349 | 2.0526 | 0
18 | 12.94 | 0.30699 | 0.35 | 0.35 | 0.35 | 0 | 0 | 0 | 5.9504 | 0.15316 | -3.9116e-10 | -6.6613e-16 | 0 | 0 | 0.85024 | 0.85024 | 6.1035 | 0 | 0 | 0 | 0 | 0 | 1.1823 | 0 | 0 | 0 | 0 | 0 | 0 | 0 | 0 | 2.2079 | 3.3902 | 3.3902 | 1.1823 | 0
19 | 12.13 | 0.29876 | 0.35 | 0.35 | 0.35 | 0 | 0 | 0 | 2.4687 | 0 | 0 | -1.3323e-15 | 0 | 0 | 1.6994 | 1.6994 | 2.4687 | 0 | 0 | 0 | 0 | 0 | 1.0021 | 0 | 0 | 0 | 0 | 0 | 0.57569 | 0 | 0 | 2.7771 | 3.7792 | 4.3549 | 1.0021 | 0
20 | 11.96 | 0.29512 | 0.35 | 0.35 | 0.35 | 0 | 0 | 0 | 1.8947 | 0 | 0 | -6.6613e-16 | 0 | 0 | 1.1255 | 1.1255 | 1.8947 | 0 | 0 | 0 | 0 | 0 | 1.0021 | 0 | 0 | 0 | 0 | 0 | 1.1514 | 0 | 0 | 2.8588 | 3.8608 | 5.0122 | 1.0021 | 0
21 | 11.86 | 0.29699 | 0.35 | 0.35 | 0.35 | 0 | 0 | 0 | 1.5441 | 0 | 0 | -6.6613e-16 | 0 | 0 | 0.77492 | 0.77492 | 1.5441 | 0 | 0 | 0 | 0 | 0 | 1.0021 | 0 | 0 | 0 | 0 | 0 | 0.44776 | 0 | 0 | 2.9068 | 3.9089 | 4.3566 | 1.0021 | 0
22 | 11.52 | 0.27057 | 0.35 | 0.35 | 0.35 | 0 | 0 | 0 | 1.4161 | 0 | 0 | -3.3307e-16 | 0 | 0 | 0.64691 | 0.64691 | 1.4161 | 0 | 0 | 0 | 0 | 0 | 1.0021 | 0 | 0 | 0 | 0 | 0 | 0 | 0 | 0 | 3.07 | 4.0721 | 4.0721 | 1.0021 | 0
23 | 11.46 | 0.25041 | 0.35 | 0.35 | 0.35 | 0 | 0 | 0 | 1.39 | 0 | 0 | -3.3307e-16 | 0 | 0 | 0.6208 | 0.6208 | 1.39 | 0 | 0 | 0 | 0 | 0 | 1.0021 | 0 | 0 | 0 | 0 | 0 | 0 | 0 | 2.7751 | 0.3238 | 4.1009 | 4.1009 | 1.0021 | 0
24 | 11.09 | 0.24651 | 0.35 | 0.35 | 0.35 | 0 | 0 | 0 | 0 | 0 | 0 | 0.34567 | 0 | 0.76923 | 0.34567 | 0.34567 | 1.1149 | -1.0021 | 0 | 0 | 0 | 1.0021 | 1.0021 | 0 | 0 | 0 | 0 | 0 | 0 | 0 | 0 | 0 | 0 | 0 | 1.0021 | 0
25 | 10.84 | 0.24878 | 0.35 | 0.35 | 0.35 | 0 | 0 | 0 | 0 | 0 | 0 | 0.38797 | 0 | 0.76923 | 0.38797 | 0.38797 | 1.1572 | -1.0021 | 0 | 0 | 0 | 1.0021 | 1.0021 | 0 | 0 | 0 | 0 | 0 | 0 | 0 | 0 | 0 | 0 | 0 | 1.0021 | 0
26 | 10.78 | 0.25609 | 0.35 | 0.35 | 0.35 | 0 | 0 | 0 | 0 | 0 | 0 | 0.39963 | 0 | 0.76923 | 0.39963 | 0.39963 | 1.1689 | 0 | 0 | 0 | 0 | 0 | 0 | 0 | 0 | 0 | 0 | 0 | 0 | 0 | 0 | 0 | 0 | 0 | 1.0021 | 0
27 | 10.37 | 0.28458 | 0.35 | 0.35 | 0.35 | 0 | 0 | 0 | 1.1541 | 0 | 0 | -3.3307e-16 | 0 | 0 | 0.38488 | 0.38488 | 1.1541 | 0 | 0 | 0 | 0 | 0 | 0 | 0 | 0 | 0 | 0 | 0 | 0 | 0 | 0 | 0 | 0 | 0 | 1.0021 | 0
28 | 9.88 | 0.30175 | 0.35 | 0.35 | 0.35 | 0 | 0 | 0 | 1.2407 | 0 | 0 | -3.3307e-16 | 0 | 0 | 0.47143 | 0.47143 | 1.2407 | 0 | 0 | 0 | 0 | 0 | -1.523 | 0 | 0 | 0 | 0 | 0 | 0 | 0 | 0 | 1.523 | 0 | 0 | 1.0021 | 0
29 | 10.19 | 0.28423 | 0.35 | 0.35 | 0.35 | 0 | 0 | 0 | 0 | 0.59287 | -2.9653e-08 | 0.40824 | 0 | 0.17636 | 0.40824 | 0.40824 | 1.1775 | 0 | 0 | 0 | 0 | 0 | 0 | 0 | 0 | 0 | 0 | 0 | 0.51172 | 0 | 0 | 0 | 0 | 0.51172 | 1.7405 | 0
30 | 12.05 | 0.24997 | 0.35 | 0.35 | 0.35 | 0 | 0 | 0 | 0 | 2.3421 | -2.2948e-08 | -1.6653e-16 | 0 | 0 | 0.36015 | 0.36015 | 2.3421 | 0 | 0 | 0 | 0 | 0 | 0 | 0 | 0 | 0 | 0 | 0 | 0.51172 | 0 | 0 | 0 | 0 | 0.51172 | 4.8902 | 0
31 | 13.78 | 0.20649 | 0.35 | 0.35 | 0.35 | 0 | 0 | 0 | 0 | 3.0466 | 1.4752e-07 | 0.37786 | 0 | 2.0259 | 0.37786 | 0.37786 | 5.4503 | 0 | 0 | 0 | 0 | 0 | 0 | 0 | 0 | 0 | 0 | 0 | 5.9487 | 0 | 0 | 0 | 0 | 5.9487 | 7.4291 | 0
32 | 15.49 | 0.189 | 0.35 | 0.35 | 0.35 | -4.0438 | 4.0438 | 0 | 0 | 4.5527 | -2.4706e-07 | -3.3307e-16 | 0 | 0 | 0.37661 | 0.50891 | 0.50891 | 0 | 0 | 0 | 0 | 0 | 0 | 0 | 0.1323 | 0.31545 | 0 | 0 | 0 | 0 | 0 | 0 | 0 | 0.44776 | 8.135 | 0
33 | 16.72 | 0.17772 | 0.35 | 0.35 | 0.35 | -7.7039 | 7.7039 | 0 | 0 | 8.0729 | 3.5763e-08 | -1.6653e-16 | 0 | 0 | 0.36893 | 0.36893 | 0.36893 | -7.8456 | 0 | 0 | 0 | 7.8456 | 7.8456 | 0 | 0 | 0 | 0 | 0 | 0 | 0 | 0 | 0 | 0 | 0 | 7.8456 | 0
34 | 17.96 | 0.17773 | 0.35 | 0.35 | 0.35 | -7.7099 | 7.7099 | 0 | 0 | 8.4279 | -1.6034e-07 | -3.3307e-16 | 0 | 0 | 0.55616 | 0.718 | 0.718 | 0 | 0 | 0 | 0 | 0 | 0 | 0 | 0.16184 | 0.41385 | 0 | 0 | 0 | 0 | 0 | 0 | 0 | 0.57569 | 6.5821 | 0
35 | 18.77 | 0.17464 | 0.35 | 0.35 | 0.35 | -5.3034 | 5.3034 | 0 | 0 | 9.4476 | -3.3677e-07 | -6.6613e-16 | 0 | 0 | 0.79729 | 4.1443 | 4.1443 | -12.0957 | 12.0957 | 0 | 0 | 0 | 0 | 0 | 3.347 | 8.7487 | 0 | 0 | 0 | 0 | 0 | 0 | 0 | 0 | 6.4141 | 0
36 | 19.16 | 0.17281 | 0.35 | 0.35 | 0.35 | -5.1622 | 0 | 5.1622 | 0 | 12.2979 | 6.6876e-07 | -6.6613e-16 | 0 | 0 | 0.91722 | 7.1357 | 7.1357 | -0.99115 | 0.99115 | 0 | 0 | 0 | 0 | 0 | 0 | 0 | 0 | 5.5966 | 0 | 0 | 0 | 0 | 0 | 4.6055 | 5.7379 | 0
37 | 19.27 | 0.17584 | 0.35 | 0.35 | 0.35 | -10.4694 | 0 | 10.4694 | 0 | 13.2395 | 0.23718 | -6.6613e-16 | 0 | 0 | 0.89408 | 2.7702 | 2.7702 | -1.6885 | 1.6885 | 0 | 0 | 0 | 0 | 0 | 0 | 0 | 0 | 1.6885 | 0 | 0 | 0 | 0 | 0 | 0 | 4.1052 | 0
38 | 19.01 | 0.19199 | 0.35 | 0.35 | 0.35 | -9.832 | 9.832 | 0 | 0 | 13.116 | 0.22396 | -3.3307e-16 | 0 | 0 | 0.44972 | 3.2841 | 3.2841 | -2.5509 | 2.5509 | 0 | 0 | 0 | 0 | 0 | 0 | 0 | 0 | 2.5509 | 0 | 0 | 0 | 0 | 0 | 0 | 4.0287 | 0
39 | 18.96 | 0.20865 | 0.35 | 0.35 | 0.35 | 0 | 0 | 0 | 0 | 9.8922 | -2.9087e-07 | -3.3307e-16 | 0 | 0 | 0.66255 | 9.8922 | 9.8922 | -19.2436 | 17.4443 | 0 | 0 | 1.7993 | 1.7993 | 0 | 3.3506 | 8.8026 | 0 | 5.2912 | 0 | 0 | 0 | 0 | 0 | 0 | 3.9925 | 0
40 | 18.65 | 0.24819 | 0.35 | 0.35 | 0.35 | -3.1208 | 0 | 3.1208 | 0 | 4.3176 | -2.0921e-07 | -6.6613e-16 | 0 | 0 | 0.97156 | 1.1968 | 1.1968 | -3.1551 | 0.17243 | 0 | 0 | 2.9826 | 2.9826 | 0 | 0.22523 | 0.58685 | 0 | 0 | 0 | 0 | 0 | 0 | 0 | 0.63965 | 2.9826 | 0
41 | 18.06 | 0.27372 | 0.35 | 0.35 | 0.35 | -2.0047 | 1.9674 | 0.037297 | 0 | 2.6165 | 2.2352e-08 | -3.3307e-16 | 0 | 0 | 0.40193 | 0.61183 | 0.61183 | -2.3351 | 0.17243 | 0 | 0 | 2.1627 | 2.1627 | 0 | 0.2099 | 0.53822 | 0 | 0 | 0 | 0 | 0 | 0 | 0 | 0.57569 | 2.1627 | 0
42 | 16.93 | 0.30808 | 0.35 | 0.35 | 0.35 | 0 | 0 | 0 | 8.6537 | 0.90899 | 1.3858e-08 | -3.3307e-16 | 0 | 0 | 0.61105 | 0.61105 | 9.5627 | -1.3939 | 0 | 0 | 0 | 1.3939 | 1.3939 | 0 | 0 | 0 | 0 | 0 | 1.1514 | 0 | 0 | 0 | 0 | 1.1514 | 1.3939 | 0
43 | 15.73 | 0.32364 | 0.35 | 0.35 | 0.35 | 0 | 0 | 0 | 1.7169 | 0 | 0 | -6.6613e-16 | 0 | 0 | 0.94767 | 0.94767 | 1.7169 | -1.0021 | 0 | 0 | 0 | 1.0021 | 1.0021 | 0 | 0 | 0 | 0 | 0 | 1.2793 | 0 | 0 | 0 | 0 | 1.2793 | 1.0021 | 0
44 | 14.82 | 0.32657 | 0.35 | 0.35 | 0.35 | 0 | 0 | 0 | 2.2674 | 0 | 0 | -6.6613e-16 | 0 | 0 | 1.4982 | 1.4982 | 2.2674 | -1.0021 | 0 | 0 | 0 | 1.0021 | 1.0021 | 0 | 0 | 0 | 0 | 0 | 0.51172 | 0 | 0 | 0 | 0 | 0.51172 | 1.0021 | 0
45 | 14.17 | 0.33028 | 0.35 | 0.35 | 0.35 | 0 | 0 | 0 | 2.3972 | 0 | 0 | -1.3323e-15 | 0 | 0 | 1.6279 | 1.6279 | 2.3972 | -1.0021 | 0 | 0 | 0 | 1.0021 | 1.0021 | 0 | 0 | 0 | 0 | 0 | 0 | 0 | 0 | 0 | 0 | 0 | 1.0021 | 0
46 | 13.88 | 0.32713 | 0.35 | 0.35 | 0.35 | 0 | 0 | 0 | 2.0733 | 0 | 0 | -6.6613e-16 | 0 | 0 | 1.3041 | 1.3041 | 2.0733 | -1.0021 | 0 | 0 | 0 | 1.0021 | 1.0021 | 0 | 0 | 0 | 0 | 0 | 0 | 0 | 0 | 0 | 0 | 0 | 1.0021 | 0
47 | 13.51 | 0.30799 | 0.35 | 0.35 | 0.35 | 0 | 0 | 0 | 0 | 0 | 0 | 0.75654 | 0 | 0.76923 | 0.75654 | 0.75654 | 1.5258 | -1.0021 | 0 | 0 | 0 | 1.0021 | 1.0021 | 0 | 0 | 0 | 0 | 0 | 0 | 0 | 0 | 0 | 0 | 0 | 1.0021 | 0
48 | 12.98 | 0.29298 | 0.35 | 0.35 | 0.35 | 0 | 0 | 0 | 0 | 0 | 0 | 0.55835 | 0 | 0.76923 | 0.55835 | 0.55835 | 1.3276 | 0 | 0 | 0 | 0 | 0 | 1.0021 | 0 | 0 | 0 | 0 | 0 | 0 | 0 | 0 | 2.369 | 3.371 | 3.371 | 1.0021 | 0
49 | 12.3 | 0.28449 | 0.35 | 0.35 | 0.35 | 0 | 0 | 0 | 0 | 0 | 0 | 0.39393 | 0 | 0.76923 | 0.39393 | 0.39393 | 1.1632 | 0 | 0 | 0 | 0 | 0 | 1.0021 | 0 | 0 | 0 | 0 | 0 | 0 | 0 | 0 | 0.77467 | 1.7768 | 1.7768 | 1.0021 | 0
50 | 11.85 | 0.27909 | 0.35 | 0.35 | 0.35 | 0 | 0 | 0 | 0 | 0 | 0 | 0.34949 | 0 | 0.76923 | 0.34949 | 0.34949 | 1.1187 | 0 | 0 | 0 | 0 | 0 | 1.0021 | 0 | 0 | 0 | 0 | 0 | 0 | 0 | 0 | 0.99076 | 1.9928 | 1.9928 | 1.0021 | 0
51 | 12.12 | 0.28745 | 0.35 | 0.35 | 0.35 | 0 | 0 | 0 | 0 | 0 | 0 | 0.35861 | 0 | 0.76923 | 0.35861 | 0.35861 | 1.1278 | 0 | 0 | 0 | 0 | 0 | 1.0021 | 0 | 0 | 0 | 0 | 0 | 0 | 0 | 0 | 0.86111 | 1.8632 | 1.8632 | 1.0021 | 0
52 | 12.37 | 0.29265 | 0.35 | 0.35 | 0.35 | 0 | 0 | 0 | 0 | 0 | 0 | 0.38995 | 0 | 0.76923 | 0.38995 | 0.38995 | 1.1592 | 0 | 0 | 0 | 0 | 0 | 1.0021 | 0 | 0 | 0 | 0 | 0 | 0 | 0 | 0 | 0.74106 | 1.7431 | 1.7431 | 1.0021 | 0
53 | 12.86 | 0.30614 | 0.35 | 0.35 | 0.35 | 0 | 0 | 0 | 0 | 0.047321 | 3.0734e-09 | 0.48906 | 0 | 0.72191 | 0.48906 | 0.48906 | 1.2583 | 0 | 0 | 0 | 0 | 0 | 1.1393 | 0 | 0 | 0 | 0 | 0 | 0 | 0 | 0 | 0.36851 | 1.5078 | 1.5078 | 1.1393 | 0
54 | 13.27 | 0.29933 | 0.35 | 0.35 | 0.35 | 0 | 0 | 0 | 0 | 0.60742 | -1.125e-08 | -3.3307e-16 | 0 | 0.63487 | 0.47306 | 0.47306 | 1.2423 | 0 | 0 | 0 | 0 | 0 | 1.6392 | 0 | 0 | 0 | 0 | 0 | 0 | 0 | 0 | 1.5926 | 3.2318 | 3.2318 | 1.6392 | 0
55 | 13.53 | 0.27808 | 0.35 | 0.35 | 0.35 | 0 | 0 | 0 | 0 | 0.60684 | -2.5928e-08 | 0.44711 | 0 | 2.5868 | 1.054 | 1.054 | 3.6408 | 0 | 0 | 0 | 0 | 0 | 1.6392 | 0 | 0 | 0 | 0 | 0 | 8.5713 | 0 | 0 | 1.4677 | 3.1069 | 11.6782 | 1.6392 | 0
56 | 14.88 | 0.25755 | 0.35 | 0.35 | 0.35 | -0.86561 | 0 | 0.86561 | 0 | 1.2567 | -4.5002e-08 | -3.3307e-16 | 0 | 0 | 0.39112 | 0.39112 | 0.39112 | 0 | 0 | 0 | 0 | 0 | 2.0459 | 0 | 0 | 0 | 0 | 0 | 0 | 0 | 0 | 0.4127 | 2.4586 | 2.4586 | 2.0459 | 0
57 | 16.19 | 0.24844 | 0.35 | 0.35 | 0.35 | -2.2704 | 0 | 2.2704 | 0 | 2.6645 | 8.3148e-08 | -3.3307e-16 | 0 | 0 | 0.39417 | 0.39417 | 0.39417 | -1.1715 | 0 | 0 | 0 | 1.1715 | 3.0011 | 0 | 0 | 0 | 0 | 0 | 0 | 0 | 0 | 0 | 1.8296 | 1.8296 | 3.0011 | 0
58 | 16.71 | 0.24259 | 0.35 | 0.35 | 0.35 | -0.16041 | 0 | 0.16041 | 0 | 1.6934 | -8.7768e-08 | -1.3323e-15 | 0 | 0 | 1.533 | 1.533 | 1.533 | -0.81023 | 0 | 0 | 0 | 0.81023 | 2.3901 | 0 | 0 | 0 | 0 | 0 | 0 | 0 | 0 | 0 | 1.5799 | 1.5799 | 2.3901 | 0
59 | 16.34 | 0.2303 | 0.35 | 0.35 | 0.35 | -4.957 | 0 | 4.957 | 0 | 6.4981 | -1.4424e-07 | -1.3323e-15 | 0 | 0 | 1.5411 | 1.5411 | 1.5411 | -3.6108 | 0 | 0 | 0 | 3.6108 | 5.3684 | 0 | 0 | 0 | 0 | 0 | 0.51172 | 0 | 0 | 0 | 1.7575 | 2.2693 | 5.3684 | 0
60 | 16.57 | 0.23401 | 0.35 | 0.35 | 0.35 | -4.2753 | 0 | 4.2753 | 0 | 5.3781 | 1.1086e-07 | -6.6613e-16 | 0 | 0 | 1.1028 | 1.1028 | 1.1028 | -3.0782 | 0 | 0 | 0 | 3.0782 | 4.7253 | 0 | 0 | 0 | 0 | 0 | 2.1108 | 0 | 0 | 0 | 1.6471 | 3.7579 | 4.7253 | 0
61 | 17.47 | 0.25491 | 0.35 | 0.35 | 0.35 | -5.3163 | 0 | 5.3163 | 0 | 6.142 | 2.1696e-07 | -3.3307e-16 | 0 | 0 | 0.72665 | 0.82573 | 0.82573 | -3.9091 | 0.34905 | 0 | 0 | 3.5601 | 4.775 | 0 | 0.099079 | 0.24997 | 0 | 0 | 0 | 0 | 0 | 0 | 1.2149 | 1.2149 | 4.775 | 0
62 | 17.09 | 0.28347 | 0.35 | 0.35 | 0.35 | -0.89525 | 0 | 0.89525 | 0 | 1.2902 | -7.1079e-08 | -3.3307e-16 | 0 | 0 | 0.39492 | 0.39492 | 0.39492 | -0.61369 | 0 | 0 | 0 | 0.61369 | 2.0111 | 0 | 0 | 0 | 0 | 0 | 0 | 0 | 0 | 0 | 1.3974 | 1.3974 | 2.0111 | 0
63 | 17.23 | 0.30469 | 0.35 | 0.35 | 0.35 | -0.01919 | 0 | 0.01919 | 0 | 1.1494 | -2.2724e-08 | -6.6613e-16 | 0 | 0 | 0.9496 | 1.1302 | 1.1302 | -1.2231 | 0.63312 | 0 | 0 | 0.58997 | 1.9201 | 0 | 0.18058 | 0.45254 | 0 | 0 | 0 | 0 | 0 | 0 | 1.3302 | 1.3302 | 1.9201 | 0
64 | 16.93 | 0.34402 | 0.35 | 0.35 | 0.35 | -0.055368 | 0 | 0.055368 | 0 | 0.83431 | -5.8115e-09 | -6.6613e-16 | 0 | 0 | 0.77894 | 0.77894 | 0.77894 | -0.23683 | 0 | 0 | 0 | 0.23683 | 1.7111 | 0 | 0 | 0 | 0 | 0 | 0 | 0 | 0 | 0 | 1.4742 | 1.4742 | 1.7111 | 0
65 | 15.99 | 0.39279 | 0.35 | 0.35 | 0.35 | 0 | 0 | 0 | 0.067679 | 0.50513 | -2.3209e-08 | -3.3307e-16 | 0 | 0 | 0.57281 | 0.57281 | 0.57281 | 0 | 0 | 0 | 0 | 0 | 1.4838 | 0 | 0 | 0 | 0 | 0 | 1.0234 | 0 | 0 | 0.44186 | 1.9256 | 2.9491 | 1.4838 | 0
66 | 14.87 | 0.42124 | 0.35 | 0.35 | 0.35 | 0 | 0 | 0 | 1.748 | 0.022348 | -4.4005e-10 | -6.6613e-16 | 0 | 0 | 1.0011 | 1.0011 | 1.7704 | 0 | 0 | 0 | 0 | 0 | 1.093 | 0 | 0 | 0 | 0 | 0 | 0.70362 | 0 | 0 | 1.3704 | 2.4634 | 3.1671 | 1.093 | 0
67 | 14.63 | 0.42738 | 0.35 | 0.35 | 0.35 | 0 | 0 | 0 | 2.6476 | 0 | 0 | -1.3323e-15 | 0 | 0 | 1.8784 | 1.8784 | 2.6476 | 0 | 0 | 0 | 0 | 0 | 1.0021 | 0 | 0 | 0 | 0 | 0 | 3.1343 | 0 | 0 | 1.5766 | 2.5787 | 5.713 | 1.0021 | 0
68 | 13.92 | 0.43017 | 0.35 | 0.35 | 0.35 | 0 | 0 | 0 | 2.2967 | 0 | 0 | -1.3323e-15 | 0 | 0 | 1.5275 | 1.5275 | 2.2967 | 0 | 0 | 0 | 0 | 0 | 1.0021 | 0 | 0 | 0 | 0 | 0 | 0 | 0 | 0 | 1.9176 | 2.9196 | 2.9196 | 1.0021 | 0
69 | 13.33 | 0.42083 | 0.35 | 0.35 | 0.35 | 0 | 0 | 0 | 2.17 | 0 | 0 | -6.6613e-16 | 0 | 0 | 1.4008 | 1.4008 | 2.17 | 0 | 0 | 0 | 0 | 0 | 1.0021 | 0 | 0 | 0 | 0 | 0 | 1.2153 | 0 | 0 | 2.2009 | 3.203 | 4.4183 | 1.0021 | 0
70 | 13.01 | 0.42656 | 0.35 | 0.35 | 0.35 | 0 | 0 | 0 | 1.8828 | 0 | 0 | -6.6613e-16 | 0 | 0 | 1.1136 | 1.1136 | 1.8828 | 0 | 0 | 0 | 0 | 0 | 1.0021 | 0 | 0 | 0 | 0 | 0 | 0 | 0 | 0 | 2.3545 | 3.3566 | 3.3566 | 1.0021 | 0
71 | 12.63 | 0.42792 | 0.35 | 0.35 | 0.35 | 0 | 0 | 0 | 1.5641 | 0 | 0 | -6.6613e-16 | 0 | 0 | 0.79485 | 0.79485 | 1.5641 | 0 | 0 | 0 | 0 | 0 | 1.0021 | 0 | 0 | 0 | 0 | 0 | 0 | 0 | 0 | 2.537 | 3.5391 | 3.5391 | 1.0021 | 0
72 | 12.44 | 0.42282 | 0.35 | 0.35 | 0.35 | 0 | 0 | 0 | 1.2725 | 0 | 0 | -3.3307e-16 | 0 | 0 | 0.50327 | 0.50327 | 1.2725 | 0 | 0 | 0 | 0 | 0 | 0 | 0 | 0 | 0 | 0 | 0 | 0.44776 | 0 | 0 | 0 | 0 | 0.44776 | 1.0021 | 0
73 | 12.14 | 0.42091 | 0.35 | 0.35 | 0.35 | 0 | 0 | 0 | 1.198 | 0 | 0 | -3.3307e-16 | 0 | 0 | 0.4288 | 0.4288 | 1.198 | -1.0021 | 0 | 0 | 0 | 1.0021 | 1.0021 | 0 | 0 | 0 | 0 | 0 | 0 | 0 | 0 | 0 | 0 | 0 | 1.0021 | 0
74 | 11.86 | 0.4303 | 0.35 | 0.35 | 0.35 | 0 | 0 | 0 | 1.1909 | 0 | 0 | -3.3307e-16 | 0 | 0 | 0.42164 | 0.42164 | 1.1909 | 0 | 0 | 0 | 0 | 0 | 0 | 0 | 0 | 0 | 0 | 0 | 0 | 0 | 0 | 0 | 0 | 0 | 1.0021 | 0
75 | 11.64 | 0.43224 | 0.35 | 0.35 | 0.35 | 0 | 0 | 0 | 0.95228 | 0 | 0 | -3.3307e-16 | 0 | 0.26962 | 0.45267 | 0.45267 | 1.2219 | 0 | 0 | 0 | 0 | 0 | -0.7826 | 0 | 0 | 0 | 0 | 0 | 0 | 0 | 0 | 0.7826 | 0 | 0 | 1.0021 | 0
76 | 11.22 | 0.42829 | 0.35 | 0.35 | 0.35 | 0 | 0 | 0 | 0 | 0 | 0 | 0.43415 | 0 | 0.76923 | 0.43415 | 0.43415 | 1.2034 | 0 | 0 | 0 | 0 | 0 | 0 | 0 | 0 | 0 | 0 | 0 | 0 | 0 | 0 | 0 | 0 | 0 | 1.0021 | 0
77 | 11.01 | 0.40647 | 0.35 | 0.35 | 0.35 | 0 | 0 | 0 | 0 | 0.63059 | 2.4587e-08 | 0.067623 | 0 | 0.76923 | 0.69821 | 0.69821 | 1.4674 | 0 | 0 | 0 | 0 | 0 | 0 | 0 | 0 | 0 | 0 | 0 | 0 | 0 | 0 | 0 | 0 | 0 | 1.8608 | 0
78 | 13.1 | 0.35674 | 0.35 | 0.35 | 0.35 | 0 | 0 | 0 | 0 | 2.3176 | -6.5565e-08 | -3.3307e-16 | 0 | 0 | 0.46368 | 0.46368 | 2.3176 | 0 | 0 | 0 | 0 | 0 | 0 | 0 | 0 | 0 | 0 | 0 | 0 | 0 | 0 | 0 | 0 | 0 | 6.2086 | 0
79 | 14.29 | 0.31282 | 0.35 | 0.35 | 0.35 | 0 | 0 | 0 | 0 | 2.6014 | -2.0228e-07 | -3.3307e-16 | 0 | 7.7331 | 0.64999 | 0.64999 | 10.3345 | 0 | 0 | 0 | 0 | 0 | 0 | 0 | 0 | 0 | 0 | 0 | 10.2344 | 0 | 0 | 0 | 0 | 10.2344 | 7.9805 | 0
80 | 15.32 | 0.26133 | 0.35 | 0.35 | 0.35 | -3.2158 | 3.2158 | 0 | 0 | 4.3874 | -2.5988e-07 | -6.6613e-16 | 0 | 0 | 1.0578 | 1.1716 | 1.1716 | 0 | 0 | 0 | 0 | 0 | 0 | 0 | 0.1138 | 0.26999 | 0 | 0 | 0 | 0 | 0 | 0 | 0 | 0.38379 | 8.0232 | 0
81 | 16.87 | 0.2229 | 0.35 | 0.35 | 0.35 | -6.9833 | 6.9833 | 0 | 0 | 7.8697 | 4.53e-08 | -6.6613e-16 | 0 | 0 | 0.75775 | 0.88638 | 0.88638 | 0 | 0 | 0 | 0 | 0 | 0 | 0 | 0.12863 | 0.31912 | 0 | 0 | 0 | 0 | 0 | 0 | 0 | 0.44776 | 7.7903 | 0
82 | 18.03 | 0.20137 | 0.35 | 0.35 | 0.35 | -9.6402 | 9.6402 | 0 | 0 | 10.5011 | 3.5286e-07 | -3.3307e-16 | 0 | 0 | 0.73519 | 0.86089 | 0.86089 | -7.2661 | 0 | 0 | 0 | 7.2661 | 7.2661 | 0 | 0.1257 | 0.32206 | 0 | 0 | 0 | 0 | 0 | 0 | 0 | 0.44776 | 7.2661 | 0
83 | 19.05 | 0.19549 | 0.35 | 0.35 | 0.35 | -10.7779 | 10.7779 | 0 | 0 | 11.8635 | -1.502e-07 | -6.6613e-16 | 0 | 0 | 0.90955 | 1.0856 | 1.0856 | 0 | 0 | 0 | 0 | 0 | 0 | 0 | 0.17604 | 0.46361 | 0 | 0 | 0 | 0 | 0 | 0 | 0 | 0.63965 | 6.433 | 0
84 | 19.66 | 0.20166 | 0.35 | 0.35 | 0.35 | -11.8174 | 11.8174 | 0 | 0 | 12.9963 | -4.8637e-07 | -3.3307e-16 | 0 | 0 | 0.37857 | 1.179 | 1.179 | 0 | 0 | 0 | 0 | 0 | 0 | 0 | 0.80039 | 2.142 | 0 | 0 | 0 | 0 | 0 | 0 | 0 | 2.9424 | 5.2665 | 0
85 | 19.94 | 0.21808 | 0.35 | 0.35 | 0.35 | -11.6753 | 11.6753 | 0 | 0 | 12.1926 | 2.7299e-07 | -3.3307e-16 | 0 | 0 | 0.51733 | 0.51733 | 0.51733 | 0 | 0 | 0 | 0 | 0 | 0 | 0 | 0 | 0 | 0 | 0 | 0 | 0 | 0 | 0 | 0 | 0 | 4.3619 | 0
86 | 20.61 | 0.25576 | 0.35 | 0.35 | 0.35 | -8.8756 | 8.8756 | 0 | 0 | 9.5119 | -1.7881e-07 | -3.3307e-16 | 0 | 0 | 0.63634 | 0.63634 | 0.63634 | -4.9903 | 0 | 0 | 0 | 4.9903 | 4.9903 | 0 | 0 | 0 | 0 | 0 | 0 | 0 | 0 | 0 | 0 | 0 | 4.9903 | 0
87 | 20.92 | 0.30224 | 0.35 | 0.35 | 0.35 | -8.4567 | 5.9915 | 2.4653 | 0 | 10.7044 | -3.9697e-07 | -3.3307e-16 | 0 | 0 | 0.48865 | 2.2477 | 2.2477 | -6.6701 | 6.6701 | 0 | 0 | 0 | 0 | 0 | 1.759 | 4.9111 | 0 | 0 | 0 | 0 | 0 | 0 | 0 | 0 | 4.4857 | 0
88 | 20.77 | 0.38212 | 0.35 | 0.35 | 0.35 | -8.0903 | 0 | 8.0903 | 0 | 8.5497 | -1.2451e-06 | -3.3307e-16 | 0 | 0 | 0.4594 | 0.4594 | 0.4594 | 0 | 0 | 0 | 0 | 0 | 0 | 0 | 0 | 0 | 0 | 0 | 0 | 0 | 0 | 0 | 0 | 0 | 3.8095 | 0
89 | 20.39 | 0.45188 | 0.35 | 0.35 | 0.35 | -4.7662 | 0 | 4.7662 | 0 | 5.2171 | -5.6624e-07 | -3.3307e-16 | 0 | 0 | 0.45094 | 0.45094 | 0.45094 | -2.7484 | 0 | 0 | 0 | 2.7484 | 2.7484 | 0 | 0 | 0 | 0 | 0 | 0 | 0 | 0 | 0 | 0 | 0 | 2.7484 | 0
90 | 19.14 | 0.48044 | 0.35 | 0.35 | 0.35 | 0 | 0 | 0 | 6.9917 | 0.4953 | 1.2554e-08 | -1.3323e-15 | 0 | 0 | 1.8669 | 1.8669 | 7.487 | 0 | 0 | 0 | 0 | 0 | 0 | 0 | 0 | 0 | 0 | 0 | 0.57569 | 0 | 0 | 0 | 0 | 0.57569 | 1.2778 | 0
91 | 17.79 | 0.4965 | 0.35 | 0.35 | 0.35 | 0 | 0 | 0 | 0.96143 | 0 | 0 | -6.6613e-16 | 0 | 0 | 0.96143 | 0.96143 | 0.96143 | -1.0021 | 0 | 0 | 0 | 1.0021 | 1.0021 | 0 | 0 | 0 | 0 | 0 | 0 | 0 | 0 | 0 | 0 | 0 | 1.0021 | 0
92 | 16.15 | 0.49622 | 0.35 | 0.35 | 0.35 | 0 | 0 | 0 | 0.78657 | 0 | 0 | -6.6613e-16 | 0 | 0 | 0.78657 | 0.78657 | 0.78657 | 0 | 0 | 0 | 0 | 0 | 0 | 0 | 0 | 0 | 0 | 0 | 0.51172 | 0 | 0 | 0 | 0 | 0.51172 | 1.0021 | 0
93 | 14.68 | 0.50133 | 0.35 | 0.35 | 0.35 | 0 | 0 | 0 | 1.463 | 0 | 0 | -6.6613e-16 | 0 | 0 | 1.463 | 1.463 | 1.463 | 0 | 0 | 0 | 0 | 0 | 0 | 0 | 0 | 0 | 0 | 0 | 0.57569 | 0 | 0 | 0 | 0 | 0.57569 | 1.0021 | 0
94 | 13.72 | 0.48022 | 0.35 | 0.35 | 0.35 | 0 | 0 | 0 | 1.2059 | 0 | 0 | -6.6613e-16 | 0 | 0 | 1.2059 | 1.2059 | 1.2059 | -1.0021 | 0 | 0 | 0 | 1.0021 | 1.0021 | 0 | 0 | 0 | 0 | 0 | 0 | 0 | 0 | 0 | 0 | 0 | 1.0021 | 0
95 | 12.92 | 0.47187 | 0.35 | 0.35 | 0.35 | 0 | 0 | 0 | 0.62622 | 0 | 0 | -3.3307e-16 | 0 | 0 | 0.62622 | 0.62622 | 0.62622 | 0 | 0 | 0 | 0 | 0 | 0 | 0 | 0 | 0 | 0 | 0 | 0 | 0 | 0 | 0 | 0 | 0 | 1.0021 | 0
96 | 12.32 | 0.47722 | 0.35 | 0.35 | 0.35 | 0 | 0 | 0 | 0.35835 | 0 | 0 | -1.6653e-16 | 0 | 0 | 0.35835 | 0.35835 | 0.35835 | 0 | 0 | 0 | 0 | 0 | 0 | 0 | 0 | 0 | 0 | 0 | 0 | 0 | 0 | 0 | 0 | 0 | 1.0021 | 0
97 | 12.08 | 0.4742 | 0.35 | 0.35 | 0.35 | 0 | 0 | 0 | 0.31103 | 0 | 0 | -1.6653e-16 | 0 | 0 | 0.31103 | 0.31103 | 0.31103 | 0 | 0 | 0 | 0 | 0 | 0 | 0 | 0 | 0 | 0 | 0 | 0.51172 | 0 | 0 | 0 | 0 | 0.51172 | 1.0021 | 0
98 | 11.93 | 0.47039 | 0.35 | 0.35 | 0.35 | 0 | 0 | 0 | 0.40785 | 0 | 0 | -3.3307e-16 | 0 | 0 | 0.40785 | 0.40785 | 0.40785 | 0 | 0 | 0 | 0 | 0 | 0 | 0 | 0 | 0 | 0 | 0 | 0 | 0 | 0 | 0 | 0 | 0 | 1.0021 | 0
99 | 11.68 | 0.46139 | 0.35 | 0.35 | 0.35 | 0 | 0 | 0 | 0.4299 | 0 | 0 | -3.3307e-16 | 0 | 0 | 0.4299 | 0.4299 | 0.4299 | 0 | 0 | 0 | 0 | 0 | 0 | 0 | 0 | 0 | 0 | 0 | 0 | 0 | 0 | 0 | 0 | 0 | 1.0021 | 0
100 | 11.39 | 0.44498 | 0.35 | 0.35 | 0.35 | 0 | 0 | 0 | 0.46393 | 0 | 0 | -3.3307e-16 | 0 | 0 | 0.46393 | 0.46393 | 0.46393 | 0 | 0 | 0 | 0 | 0 | -10.6064 | 0 | 0 | 0 | 0 | 0 | 0 | 0 | 0 | 10.6064 | 0 | 0 | 1.0021 | 0
101 | 11.69 | 0.40779 | 0.35 | 0.35 | 0.35 | 0 | 0 | 0 | 0 | 1.4459 | 8.3819e-09 | -3.3307e-16 | 0 | 0 | 0.45139 | 0.45139 | 1.4459 | 0 | 0 | 0 | 0 | 0 | 0 | 0 | 0 | 0 | 0 | 0 | 0 | 0 | 0 | 0 | 0 | 0 | 5.1909 | 0
102 | 14.5 | 0.36257 | 0.35 | 0.35 | 0.35 | 0 | 0 | 0 | 0 | 2.2025 | 7.8231e-08 | -6.6613e-16 | 0 | 0 | 0.93606 | 0.93606 | 2.2025 | 0 | 0 | 0 | 0 | 0 | 0 | 0 | 0 | 0 | 0 | 0 | 0 | 0 | 0 | 0 | 0 | 0 | 7.0744 | 0
103 | 17.56 | 0.32684 | 0.35 | 0.35 | 0.35 | 0 | 0 | 0 | 0 | 2.5126 | 1.3396e-07 | -3.3307e-16 | 0 | 0 | 0.39374 | 0.39374 | 2.5126 | 0 | 0 | 0 | 0 | 0 | 0 | 0 | 0 | 0 | 0 | 0 | 3.9658 | 0 | 0 | 0 | 0 | 3.9658 | 8.0594 | 0
104 | 20.25 | 0.26091 | 0.35 | 0.35 | 0.35 | -2.1079 | 2.1079 | 0 | 0 | 4.2449 | 2.7537e-07 | -3.3307e-16 | 0 | 0 | 0.41978 | 2.137 | 2.137 | 0 | 0 | 0 | 0 | 0 | 0 | 0 | 1.7172 | 4.6793 | 0 | 0 | 0 | 0 | 0 | 0 | 0 | 6.3965 | 8.274 | 0
105 | 22 | 0.22885 | 0.35 | 0.35 | 0.35 | -7.2153 | 7.2153 | 0 | 0 | 7.5856 | -1.4067e-07 | -1.6653e-16 | 0 | 0 | 0.37022 | 0.37022 | 0.37022 | 0 | 0 | 0 | 0 | 0 | 0 | 0 | 0 | 0 | 0 | 0 | 0 | 0 | 0 | 0 | 0 | 0 | 9.1718 | 0
106 | 23.26 | 0.21006 | 0.35 | 0.35 | 0.35 | -9.6733 | 9.6733 | 0 | 0 | 10.0725 | -1.1563e-07 | -3.3307e-16 | 0 | 0 | 0.39915 | 0.39915 | 0.39915 | 0 | 0 | 0 | 0 | 0 | 0 | 0 | 0 | 0 | 0 | 0 | 0 | 0 | 0 | 0 | 0 | 0 | 9.6447 | 0
107 | 24.24 | 0.2003 | 0.35 | 0.35 | 0.35 | -11.0567 | 11.0567 | 0 | 0 | 11.6031 | 5.7936e-07 | -3.3307e-16 | 0 | 0 | 0.54639 | 0.54639 | 0.54639 | 0 | 0 | 0 | 0 | 0 | 0 | 0 | 0 | 0 | 0 | 0 | 0 | 0 | 0 | 0 | 0 | 0 | 9.4918 | 0
108 | 25.07 | 0.20228 | 0.35 | 0.35 | 0.35 | -11.6675 | 11.6675 | 0 | 0 | 12.3645 | 2.265e-07 | -3.3307e-16 | 0 | 0 | 0.52982 | 0.69707 | 0.69707 | -8.9794 | 0 | 0 | 0 | 8.9794 | 8.9794 | 0 | 0.16725 | 0.53637 | 0 | 0 | 0 | 0 | 0 | 0 | 0 | 0.70362 | 8.9794 | 0
109 | 25.59 | 0.20855 | 0.35 | 0.35 | 0.35 | -12.2204 | 12.2204 | 0 | 0 | 12.7205 | 2.9922e-07 | -3.3307e-16 | 0 | 0 | 0.50005 | 0.50005 | 0.50005 | 0 | 0 | 0 | 0 | 0 | 0 | 0 | 0 | 0 | 0 | 0 | 0 | 0 | 0 | 0 | 0 | 0 | 8.2294 | 0
110 | 25.91 | 0.23798 | 0.35 | 0.35 | 0.35 | -11.7008 | 11.7008 | 0 | 0 | 12.1135 | -2.0266e-08 | -3.3307e-16 | 0 | 0 | 0.41274 | 0.41274 | 0.41274 | 0 | 0 | 0 | 0 | 0 | 0 | 0 | 0 | 0 | 0 | 0 | 0 | 0 | 0 | 0 | 0 | 0 | 8.355 | 0
111 | 25.91 | 0.29502 | 0.35 | 0.35 | 0.35 | -8.6673 | 2.1786 | 6.4888 | 0 | 10.9838 | -6.9022e-07 | -1.6653e-16 | 0 | 0 | 0.36061 | 2.3164 | 2.3164 | -6.9213 | 6.9213 | 0 | 0 | 0 | 0 | 0 | 1.9558 | 6.4367 | 0 | 0 | 0 | 0 | 0 | 0 | 0 | 1.4712 | 8.0775 | 0
112 | 25.6 | 0.3752 | 0.35 | 0.35 | 0.35 | -7.5197 | 0 | 7.5197 | 0 | 8.1437 | -6.4492e-07 | -1.6653e-16 | 0 | 0 | 0.36879 | 0.62405 | 0.62405 | 0 | 0 | 0 | 0 | 0 | 0 | 0 | 0.25526 | 0.83215 | 0 | 0 | 0 | 0 | 0 | 0 | 0 | 1.0874 | 7.3672 | 0
113 | 24.75 | 0.4322 | 0.35 | 0.35 | 0.35 | -4.6811 | 0 | 4.6811 | 0 | 5.0887 | -5.7906e-07 | -3.3307e-16 | 0 | 0 | 0.4076 | 0.4076 | 0.4076 | -5.9647 | 0 | 0 | 0 | 5.9647 | 5.9647 | 0 | 0 | 0 | 0 | 0 | 0 | 0 | 0 | 0 | 0 | 0 | 5.9647 | 0
114 | 23.05 | 0.45751 | 0.35 | 0.35 | 0.35 | 0 | 0 | 0 | 6.7912 | 0.20618 | -6.7055e-09 | -6.6613e-16 | 0 | 0 | 1.1897 | 1.1897 | 6.9973 | 0 | 0 | 0 | 0 | 0 | 0 | 0 | 0 | 0 | 0 | 0 | 0 | 0 | 0 | 0 | 0 | 0 | 3.4343 | 0
115 | 21.48 | 0.46415 | 0.35 | 0.35 | 0.35 | 0 | 0 | 0 | 1.0304 | 0 | 0 | -6.6613e-16 | 0 | 0 | 1.0304 | 1.0304 | 1.0304 | -2.095 | 0 | 0 | 0 | 2.095 | 2.095 | 0 | 0 | 0 | 0 | 0 | 0 | 0 | 0 | 0 | 0 | 0 | 2.095 | 0
116 | 19.82 | 0.46984 | 0.35 | 0.35 | 0.35 | 0 | 0 | 0 | 3.2589 | 0 | 0 | -2.6645e-15 | 0 | 0 | 3.2589 | 3.2589 | 3.2589 | 0 | 0 | 0 | 0 | 0 | 0 | 0 | 0 | 0 | 0 | 0 | 0.83154 | 0 | 0 | 0 | 0 | 0.83154 | 1.0021 | 0
117 | 18.4 | 0.46037 | 0.35 | 0.35 | 0.35 | 0 | 0 | 0 | 1.1668 | 0 | 0 | -6.6613e-16 | 0 | 0 | 1.1668 | 1.1668 | 1.1668 | 0 | 0 | 0 | 0 | 0 | 0 | 0 | 0 | 0 | 0 | 0 | 0.76758 | 0 | 0 | 0 | 0 | 0.76758 | 1.0021 | 0
118 | 17.09 | 0.42724 | 0.35 | 0.35 | 0.35 | 0 | 0 | 0 | 0.78686 | 0 | 0 | -6.6613e-16 | 0 | 0 | 0.78686 | 0.78686 | 0.78686 | -1.0021 | 0 | 0 | 0 | 1.0021 | 1.0021 | 0 | 0 | 0 | 0 | 0 | 1.2153 | 0 | 0 | 0 | 0 | 1.2153 | 1.0021 | 0
119 | 16.03 | 0.3937 | 0.35 | 0.35 | 0.35 | 0 | 0 | 0 | 0.68785 | 0 | 0 | -3.3307e-16 | 0 | 0 | 0.68785 | 0.68785 | 0.68785 | 0 | 0 | 0 | 0 | 0 | 0 | 0 | 0 | 0 | 0 | 0 | 0 | 0 | 0 | 0 | 0 | 0 | 1.0021 | 0
120 | 15.21 | 0.37529 | 0.35 | 0.35 | 0.35 | 0 | 0 | 0 | 0.64289 | 0 | 0 | -3.3307e-16 | 0 | 0 | 0.64289 | 0.64289 | 0.64289 | 0 | 0 | 0 | 0 | 0 | 0 | 0 | 0 | 0 | 0 | 0 | 0 | 0 | 0 | 0 | 0 | 0 | 1.0021 | 0
121 | 14.57 | 0.36605 | 0.35 | 0.35 | 0.35 | 0 | 0 | 0 | 0.70851 | 0 | 0 | -3.3307e-16 | 0 | 0 | 0.70851 | 0.70851 | 0.70851 | -1.0021 | 0 | 0 | 0 | 1.0021 | 1.0021 | 0 | 0 | 0 | 0 | 0 | 0 | 0 | 0 | 0 | 0 | 0 | 1.0021 | 0
122 | 14.16 | 0.3592 | 0.35 | 0.35 | 0.35 | 0 | 0 | 0 | 0.69312 | 0 | 0 | -3.3307e-16 | 0 | 0 | 0.69312 | 0.69312 | 0.69312 | 0 | 0 | 0 | 0 | 0 | 0 | 0 | 0 | 0 | 0 | 0 | 0 | 0 | 0 | 0 | 0 | 0 | 1.0021 | 0
123 | 13.93 | 0.37114 | 0.35 | 0.35 | 0.35 | 0 | 0 | 0 | 0.68475 | 0 | 0 | -3.3307e-16 | 0 | 0 | 0.68475 | 0.68475 | 0.68475 | 0 | 0 | 0 | 0 | 0 | 0 | 0 | 0 | 0 | 0 | 0 | 0 | 0 | 0 | 0 | 0 | 0 | 1.0021 | 0
124 | 13.8 | 0.36308 | 0.35 | 0.35 | 0.35 | 0 | 0 | 0 | 0.61166 | 0 | 0 | -3.3307e-16 | 0 | 0 | 0.61166 | 0.61166 | 0.61166 | 0 | 0 | 0 | 0 | 0 | 0 | 0 | 0 | 0 | 0 | 0 | 0 | 0 | 0 | 0 | 0 | 0 | 1.0021 | 0
125 | 14.32 | 0.34517 | 0.35 | 0.35 | 0.35 | 0 | 0 | 0 | 0 | 1.3236 | 2.1979e-09 | -3.3307e-16 | 0 | 0 | 0.71145 | 0.71145 | 1.3236 | 0 | 0 | 0 | 0 | 0 | 0 | 0 | 0 | 0 | 0 | 0 | 0 | 0 | 0 | 0 | 0 | 0 | 4.7525 | 0
126 | 16.55 | 0.33358 | 0.35 | 0.35 | 0.35 | 0 | 0 | 0 | 0 | 2.1481 | -8.8736e-08 | -6.6613e-16 | 0 | 0 | 0.82039 | 0.82039 | 2.1481 | 0 | 0 | 0 | 0 | 0 | 0 | 0 | 0 | 0 | 0 | 0 | 0 | 0 | 0 | 0 | 0 | 0 | 6.6605 | 0
127 | 19.6 | 0.30228 | 0.35 | 0.35 | 0.35 | 0 | 0 | 0 | 0 | 2.6474 | 5.0515e-08 | -3.3307e-16 | 0 | 0 | 0.39491 | 0.39491 | 2.6474 | 0 | 0 | 0 | 0 | 0 | 0 | 0 | 0 | 0 | 0 | 0 | 3.582 | 0 | 0 | 0 | 0 | 3.582 | 7.4758 | 0
128 | 22.53 | 0.26736 | 0.35 | 0.35 | 0.35 | -2.5766 | 2.5766 | 0 | 0 | 4.5946 | -1.6093e-08 | -3.3307e-16 | 0 | 0 | 0.39986 | 2.018 | 2.018 | 0 | 0 | 0 | 0 | 0 | -11.4532 | 0 | 1.6181 | 4.7784 | 0 | 0 | 0 | 0 | 0 | 11.4532 | 0 | 6.3965 | 8.3376 | 0
129 | 24.82 | 0.25099 | 0.35 | 0.35 | 0.35 | -4.8966 | 4.8966 | 0 | 0 | 5.244 | 8.1658e-08 | -1.6653e-16 | 0 | 0 | 0.3474 | 0.3474 | 0.3474 | 0 | 0 | 0 | 0 | 0 | 0 | 0 | 0 | 0 | 0 | 0 | 0 | 0 | 0 | 0 | 0 | 0 | 8.6593 | 0
130 | 26.61 | 0.228 | 0.35 | 0.35 | 0.35 | -8.0875 | 8.0875 | 0 | 0 | 8.4193 | 1.8477e-07 | -1.6653e-16 | 0 | 0 | 0.33179 | 0.33179 | 0.33179 | 0 | 0 | 0 | 0 | 0 | 0 | 0 | 0 | 0 | 0 | 0 | 0 | 0 | 0 | 0 | 0 | 0 | 11.6114 | 0
131 | 27.66 | 0.21691 | 0.35 | 0.35 | 0.35 | -11.0396 | 11.0396 | 0 | 0 | 11.4976 | 7.6413e-07 | -1.6653e-16 | 0 | 0 | 0.32907 | 0.45797 | 0.45797 | 0 | 0 | 0 | 0 | 0 | 0 | 0 | 0.1289 | 0.44678 | 0 | 0 | 0 | 0 | 0 | 0 | 0 | 0.57569 | 11.9341 | 0
132 | 28.08 | 0.21403 | 0.35 | 0.35 | 0.35 | -10.8662 | 7.3808 | 3.4854 | 0 | 11.6529 | 2.4915e-07 | -3.3307e-16 | 0 | 0 | 0.61642 | 0.78669 | 0.78669 | 0 | 0 | 0 | 0 | 0 | 0 | 0 | 0.17027 | 0.59731 | 0 | 0 | 0 | 0 | 0 | 0 | 0 | 0.76758 | 11.3776 | 0
133 | 28.27 | 0.21576 | 0.35 | 0.35 | 0.35 | -2.9718 | 0 | 2.9718 | 0 | 5.9039 | 1.5378e-07 | -1.3323e-15 | 0 | 0 | 1.9458 | 2.9321 | 2.9321 | -3.953 | 3.953 | 0 | 0 | 0 | 0 | 0 | 0.98623 | 3.4785 | 0 | 0 | 0 | 0 | 0 | 0 | 0 | 0.51172 | 10.7007 | 0
134 | 28.35 | 0.2209 | 0.35 | 0.35 | 0.35 | -0.77908 | 0 | 0.77908 | 0 | 3.975 | 1.4931e-07 | -3.3307e-16 | 0 | 0 | 0.41897 | 3.1959 | 3.1959 | -12.5934 | 12.5934 | 0 | 0 | 0 | 0 | 0 | 2.7769 | 9.8165 | 0 | 0 | 0 | 0 | 0 | 0 | 0 | 0 | 9.7869 | 0
135 | 27.82 | 0.24414 | 0.35 | 0.35 | 0.35 | -0.23344 | 0 | 0.23344 | 0 | 1.1269 | 3.4273e-09 | -3.3307e-16 | 0 | 0 | 0.56525 | 0.89349 | 0.89349 | -7.722 | 0 | 0 | 0 | 7.722 | 7.722 | 0 | 0.32825 | 1.1429 | 0 | 0 | 0 | 0 | 0 | 0 | 0 | 1.4712 | 7.722 | 0
136 | 26.97 | 0.29142 | 0.35 | 0.35 | 0.35 | -6.8048 | 0 | 6.8048 | 0 | 7.7701 | 2.1696e-07 | -6.6613e-16 | 0 | 0 | 0.96529 | 0.96529 | 0.96529 | 0 | 0 | 0 | 0 | 0 | 0 | 0 | 0 | 0 | 0 | 0 | 2.0469 | 0 | 0 | 0 | 0 | 2.0469 | 8.3497 | 0
137 | 25.78 | 0.32139 | 0.35 | 0.35 | 0.35 | -4.4517 | 0 | 4.4517 | 0 | 4.9702 | 2.3872e-07 | -3.3307e-16 | 0 | 0 | 0.51855 | 0.51855 | 0.51855 | 0 | 0 | 0 | 0 | 0 | 0 | 0 | 0 | 0 | 0 | 0 | 0 | 0 | 0 | 0 | 0 | 0 | 6.6913 | 0
138 | 24.39 | 0.35005 | 0.35 | 0.35 | 0.35 | 0 | 0 | 0 | 10.1459 | 0.41436 | -2.373e-08 | -3.3307e-16 | 0 | -5.3291e-15 | 0.5603 | 0.5603 | 10.5603 | -4.4854 | 0 | 0 | 0 | 4.4854 | 4.4854 | 0 | 0 | 0 | 0 | 0 | 0.57569 | 0 | 0 | 0 | 0 | 0.57569 | 4.4854 | 0
139 | 22.68 | 0.36928 | 0.35 | 0.35 | 0.35 | 0 | 0 | 0 | 0.80445 | 0 | 0 | -6.6613e-16 | 0 | 0 | 0.80445 | 0.80445 | 0.80445 | 0 | 0 | 0 | 0 | 0 | 0 | 0 | 0 | 0 | 0 | 0 | 0 | 0 | 0 | 0 | 0 | 0 | 2.9811 | 0
140 | 21.39 | 0.37574 | 0.35 | 0.35 | 0.35 | 0 | 0 | 0 | 3.4377 | 0 | 0 | -2.6645e-15 | 0 | 0 | 3.4377 | 3.4377 | 3.4377 | 0 | 0 | 0 | 0 | 0 | 0 | 0 | 0 | 0 | 0 | 0 | 1.4072 | 0 | 0 | 0 | 0 | 1.4072 | 2.0285 | 0
141 | 20.11 | 0.3627 | 0.35 | 0.35 | 0.35 | 0 | 0 | 0 | 1.8463 | 0 | 0 | -1.3323e-15 | 0 | 0 | 1.8463 | 1.8463 | 1.8463 | -1.0833 | 0 | 0 | 0 | 1.0833 | 1.0833 | 0 | 0 | 0 | 0 | 0 | 0.51172 | 0 | 0 | 0 | 0 | 0.51172 | 1.0833 | 0
142 | 19.08 | 0.34151 | 0.35 | 0.35 | 0.35 | 0 | 0 | 0 | 0.88406 | 0 | 0 | 1.2009 | 0 | 0 | 2.085 | 2.085 | 2.085 | 0 | 0 | 0 | 0 | 0 | 0 | 0 | 0 | 0 | 0 | 0 | 0 | 0 | 0 | 0 | 0 | 0 | 1.0021 | 0
143 | 18.45 | 0.32622 | 0.35 | 0.35 | 0.35 | 0 | 0 | 0 | 0 | 0 | 0 | 0.84158 | 0 | 0 | 0.84158 | 0.84158 | 0.84158 | 0 | 0 | 0 | 0 | 0 | 0 | 0 | 0 | 0 | 0 | 0 | 0 | 0 | 0 | 0 | 0 | 0 | 1.0021 | 0
144 | 18.1 | 0.32124 | 0.35 | 0.35 | 0.35 | 0 | 0 | 0 | 0 | 0 | 0 | 0.5966 | 0 | 0 | 0.5966 | 0.5966 | 0.5966 | 0 | 0 | 0 | 0 | 0 | 0 | 0 | 0 | 0 | 0 | 0 | 0 | 0 | 0 | 0 | 0 | 0 | 1.0021 | 0
145 | 17.93 | 0.32176 | 0.35 | 0.35 | 0.35 | 0 | 0 | 0 | 0 | 0 | 0 | 0.40589 | 0 | 0 | 0.40589 | 0.40589 | 0.40589 | 0 | 0 | 0 | 0 | 0 | 0 | 0 | 0 | 0 | 0 | 0 | 0 | 0 | 0 | 0 | 0 | 0 | 1.0021 | 0
146 | 17.73 | 0.32795 | 0.35 | 0.35 | 0.35 | 0 | 0 | 0 | 0 | 0 | 0 | 0.40164 | 0 | 0 | 0.40164 | 0.40164 | 0.40164 | 0 | 0 | 0 | 0 | 0 | 0 | 0 | 0 | 0 | 0 | 0 | 0 | 0 | 0 | 0 | 0 | 0 | 1.0021 | 0
147 | 17.43 | 0.32852 | 0.35 | 0.35 | 0.35 | 0 | 0 | 0 | 0 | 0 | 0 | 0.43716 | 0 | 0 | 0.43716 | 0.43716 | 0.43716 | 0 | 0 | 0 | 0 | 0 | -8.8942 | 0 | 0 | 0 | 0 | 0 | 0 | 0 | 0 | 8.8942 | 0 | 0 | 1.0021 | 0
148 | 16.79 | 0.32089 | 0.35 | 0.35 | 0.35 | 0 | 0 | 0 | 0 | 0 | 0 | 0.61013 | 0 | 0 | 0.61013 | 0.61013 | 0.61013 | 0 | 0 | 0 | 0 | 0 | 0 | 0 | 0 | 0 | 0 | 0 | 0 | 0 | 0 | 0 | 0 | 0 | 1.0021 | 0
149 | 17.32 | 0.30072 | 0.35 | 0.35 | 0.35 | -0.49431 | 0.49431 | 0 | 0 | 1.1125 | 7.7672e-08 | -3.3307e-16 | 0 | 0 | 0.61819 | 0.61819 | 0.61819 | 0 | 0 | 0 | 0 | 0 | 0 | 0 | 0 | 0 | 0 | 0 | 0 | 0 | 0 | 0 | 0 | 0 | 3.8146 | 0
150 | 18.98 | 0.27198 | 0.35 | 0.35 | 0.35 | -1.7133 | 1.7133 | 0 | 0 | 2.1064 | -6.4597e-08 | -3.3307e-16 | 0 | 0 | 0.39309 | 0.39309 | 0.39309 | 0 | 0 | 0 | 0 | 0 | 0 | 0 | 0 | 0 | 0 | 0 | 0 | 0 | 0 | 0 | 0 | 0 | 6.3381 | 0
151 | 21.55 | 0.23682 | 0.35 | 0.35 | 0.35 | -1.259 | 1.259 | 0 | 0 | 2.4753 | 2.0362e-07 | -6.6613e-16 | 0 | 0 | 1.2163 | 1.2163 | 1.2163 | 0 | 0 | 0 | 0 | 0 | 0 | 0 | 0 | 0 | 0 | 0 | 10.6182 | 0 | 0 | 0 | 0 | 10.6182 | 8.7513 | 0
152 | 23.65 | 0.20758 | 0.35 | 0.35 | 0.35 | -3.1098 | 3.1098 | 0 | 0 | 4.2902 | -2.4319e-07 | -6.6613e-16 | 0 | 0 | 0.94437 | 1.1804 | 1.1804 | 0 | 0 | 0 | 0 | 0 | 0 | 0 | 0.23603 | 0.72344 | 0 | 0 | 0 | 0 | 0 | 0 | 0 | 0.95947 | 10.1575 | 0
153 | 24.69 | 0.19396 | 0.35 | 0.35 | 0.35 | -6.5702 | 6.5702 | 0 | 0 | 7.0516 | -1.0192e-07 | -3.3307e-16 | 0 | 0 | 0.48142 | 0.48142 | 0.48142 | 0 | 0 | 0 | 0 | 0 | 0 | 0 | 0 | 0 | 0 | 0 | 0 | 0 | 0 | 0 | 0 | 0 | 10.4771 | 0
154 | 25.41 | 0.18686 | 0.35 | 0.35 | 0.35 | -9.3037 | 9.3037 | 0 | 0 | 9.6731 | -7.8917e-07 | -1.6653e-16 | 0 | 0 | 0.36935 | 0.36935 | 0.36935 | 0 | 0 | 0 | 0 | 0 | 0 | 0 | 0 | 0 | 0 | 0 | 0 | 0 | 0 | 0 | 0 | 0 | 10.9931 | 0
155 | 26.41 | 0.1878 | 0.35 | 0.35 | 0.35 | -10.3192 | 10.3192 | 0 | 0 | 11.3782 | -8.9407e-07 | -6.6613e-16 | 0 | 0 | 0.95588 | 1.059 | 1.059 | 0 | 0 | 0 | 0 | 0 | 0 | 0 | 0.10315 | 0.34461 | 0 | 0 | 0 | 0 | 0 | 0 | 0 | 0.44776 | 10.9533 | 0
156 | 27.18 | 0.1925 | 0.35 | 0.35 | 0.35 | -10.4526 | 10.4526 | 0 | 0 | 11.5565 | -3.7551e-07 | -3.3307e-16 | 0 | 0 | 0.45243 | 1.104 | 1.104 | 0 | 0 | 0 | 0 | 0 | 0 | 0 | 0.65152 | 2.2269 | 0 | 0 | 0 | 0 | 0 | 0 | 0 | 2.8784 | 10.6397 | 0
157 | 27.57 | 0.20037 | 0.35 | 0.35 | 0.35 | -10.4694 | 0 | 10.4694 | 0 | 12.2818 | -5.126e-07 | -6.6613e-16 | 0 | 0 | 1.2165 | 1.8125 | 1.8125 | -2.6564 | 2.6564 | 0 | 0 | 0 | 0 | 0 | 0.59601 | 2.0604 | 0 | 0 | 0 | 0 | 0 | 0 | 0 | 0 | 9.7765 | 0
158 | 27.88 | 0.22536 | 0.35 | 0.35 | 0.35 | -9.0117 | 1.0652 | 7.9466 | 0 | 9.9219 | -1.7047e-07 | -6.6613e-16 | 0 | 0 | 0.77127 | 0.91019 | 0.91019 | -0.11175 | 0.11175 | 0 | 0 | 0 | 0 | 0 | 0.13892 | 0.48455 | 0 | 0 | 0 | 0 | 0 | 0 | 0 | 0.51172 | 10.2022 | 0
159 | 27.73 | 0.26341 | 0.35 | 0.35 | 0.35 | -11.3737 | 11.3737 | 0 | 10.4379 | 1.3772 | 4.8131e-08 | -3.3307e-16 | 0 | 0 | 0.44143 | 0.44143 | 0.44143 | 0 | 0 | 0 | 0 | 0 | 0 | 0 | 0 | 0 | 0 | 0 | 0 | 0 | 0 | 0 | 0 | 0 | 7.8282 | 0
160 | 27.66 | 0.3447 | 0.35 | 0.35 | 0.35 | -7.2979 | 7.2979 | 0 | 0 | 7.8515 | -1.7226e-07 | -3.3307e-16 | 0 | 0 | 0.55357 | 0.55357 | 0.55357 | 0 | 0 | 0 | 0 | 0 | 0 | 0 | 0 | 0 | 0 | 0 | 0 | 0 | 0 | 0 | 0 | 0 | 8.8221 | 0
161 | 26.92 | 0.40716 | 0.35 | 0.35 | 0.35 | -1.116 | 1.116 | 0 | 0 | 2.458 | -3.2932e-07 | -6.6613e-16 | 0 | 0 | 1.3419 | 1.3419 | 1.3419 | 0 | 0 | 0 | 0 | 0 | 0 | 0 | 0 | 0 | 0 | 0 | 0 | 0 | 0 | 0 | 0 | 0 | 7.1926 | 0
162 | 25.72 | 0.46146 | 0.35 | 0.35 | 0.35 | 0 | 0 | 0 | 1.1268 | 0.3059 | 3.7253e-09 | -6.6613e-16 | 0 | 0 | 1.4327 | 1.4327 | 1.4327 | 0 | 0 | 0 | 0 | 0 | 0 | 0 | 0 | 0 | 0 | 0 | 0.57569 | 0 | 0 | 0 | 0 | 0.57569 | 5.4222 | 0
163 | 23.03 | 0.48712 | 0.35 | 0.35 | 0.35 | 0 | 0 | 0 | 1.0223 | 0 | 0 | -6.6613e-16 | 0 | 0 | 1.0223 | 1.0223 | 1.0223 | 0 | 0 | 0 | 0 | 0 | 0 | 0 | 0 | 0 | 0 | 0 | 0.38379 | 0 | 0 | 0 | 0 | 0.38379 | 3.2396 | 0
164 | 21.89 | 0.49219 | 0.35 | 0.35 | 0.35 | 0 | 0 | 0 | 1.1979 | 0 | 0 | -6.6613e-16 | 0 | 0 | 1.1979 | 1.1979 | 1.1979 | 0 | 0 | 0 | 0 | 0 | 0 | 0 | 0 | 0 | 0 | 0 | 0.63965 | 0 | 0 | 0 | 0 | 0.63965 | 2.3977 | 0
165 | 20.83 | 0.48183 | 0.35 | 0.35 | 0.35 | 0 | 0 | 0 | 0.6504 | 0 | 0 | -3.3307e-16 | 0 | 0 | 0.6504 | 0.6504 | 0.6504 | 0 | 0 | 0 | 0 | 0 | 0 | 0 | 0 | 0 | 0 | 0 | 1.0234 | 0 | 0 | 0 | 0 | 1.0234 | 1.615 | 0
166 | 19.85 | 0.48866 | 0.35 | 0.35 | 0.35 | 0 | 0 | 0 | 1.2792 | 0 | 0 | -6.6613e-16 | 0 | 0 | 1.2792 | 1.2792 | 1.2792 | 0 | 0 | 0 | 0 | 0 | 0 | 0 | 0 | 0 | 0 | 0 | 0 | 0 | 0 | 0 | 0 | 0 | 1.0021 | 0
167 | 19.51 | 0.4924 | 0.35 | 0.35 | 0.35 | 0 | 0 | 0 | 1.1332 | 0 | 0 | -6.6613e-16 | 0 | 0 | 1.1332 | 1.1332 | 1.1332 | 0 | 0 | 0 | 0 | 0 | 0 | 0 | 0 | 0 | 0 | 0 | 0 | 0 | 0 | 0 | 0 | 0 | 1.0021 | 0

## Refurbished_ts_plot_transition
| Temp. air in °C | CO2 eq. [kg/kWh] | elec. price household [€/kWh] | elec. price heating [€/kWh] | elec. price e-mob. [€/kWh] | Helper variable: neg. sum el | Feed-in | Battery-charge | Battery-discharge | PV | PV curtailed | Grid-demand | Grid-heatpump | Grid-eMob | El. Demand | El. Demand with heating / AC | Total El. Demand incl. EV charging | Helper variable: neg. sum th | Dhw-storage-charge | Buffer-storage-charge | Buffer-storage-charge-HT | Th. inertia-charge | Heat gains used | Solar-thermal | Heatpump-el | Heatpump-ambient heat | Gas boiler | Direct el. heater | Dhw-storage-discharge | Buffer-storage-discharge | Buffer-storage-discharge-HT | Th. inertia-discharge | Roomheat Demand | Th. Demand | Heat gains | Qmax solar-thermal
0 | 4.03 | 0.59821 | 0.35 | 0.35 | 0.35 | 0 | 0 | 0 | 0 | 0 | 0 | 0.68044 | 1.7143 | 0 | 0.68044 | 2.3948 | 2.3948 | -0.533 | 0 | 0.533 | -1.1102e-16 | 0 | 1.0021 | 0 | 1.7143 | 5.4854 | 0 | 0 | 0 | 0 | 0 | 0 | 7.6689 | 7.6689 | 1.0021 | 0
1 | 3.73 | 0.59181 | 0.35 | 0.35 | 0.35 | 0 | 0 | 0 | 0 | 0 | 0 | 0.50455 | 1.3796 | 0 | 0.50455 | 1.8841 | 1.8841 | -0.002665 | 0 | 0.002665 | 0 | 0 | 1.0021 | 0 | 1.3796 | 4.0249 | 0 | 0 | 0 | 0 | 0 | 0 | 5.8921 | 6.4038 | 1.0021 | 0
2 | 3.51 | 0.59695 | 0.35 | 0.35 | 0.35 | 0 | 0 | 0 | 0 | 0 | 0 | 0.50766 | 1.2224 | 0 | 0.50766 | 1.7301 | 1.7301 | -0.002665 | 0 | 0.002665 | 0 | 0 | 1.0021 | 0 | 1.2224 | 3.7759 | 0 | 0 | 0 | 0 | 0 | 0 | 5.9978 | 5.9978 | 1.0021 | 0
3 | 2.97 | 0.59076 | 0.35 | 0.35 | 0.35 | 0 | 0 | 0 | 0 | 0 | 0 | 0.53538 | 1.1917 | 0 | 0.53538 | 1.727 | 1.727 | 0 | 0 | 0 | 0 | 0 | 1.0021 | 0 | 1.1917 | 3.5435 | 0 | 0 | 0 | 0.51979 | 0 | 0 | 6.2571 | 6.2571 | 1.0021 | 0
4 | 3.33 | 0.58394 | 0.35 | 0.35 | 0.35 | 0 | 0 | 0 | 0 | 0 | 0 | 0.56428 | 1.2547 | 0 | 0.56428 | 1.819 | 1.819 | 0 | 0 | 0 | 0 | 0 | 1.0021 | 0 | 1.2547 | 3.8274 | 0 | 0 | 0 | 0 | 0 | 0 | 6.0842 | 6.0842 | 1.0021 | 0
5 | 3.72 | 0.55956 | 0.35 | 0.35 | 0.35 | 0 | 0 | 0 | 0 | 1.073 | 2.1718e-08 | -3.3307e-16 | 0.925 | 0 | 0.623 | 1.998 | 1.998 | -2.5053 | 2.5053 | 0 | 0 | 0 | 4.1914 | 0 | 1.375 | 2.8358 | 0 | 0 | 0 | 0 | 0 | 0 | 5.8969 | 5.8969 | 4.1914 | 0
6 | 5.03 | 0.53784 | 0.35 | 0.35 | 0.35 | 0 | 0 | 0 | 0 | 0.49342 | -6.8545e-09 | 0.5593 | 1.7102 | 0 | 0.5593 | 2.7629 | 2.7629 | -2.6808 | 2.1477 | 0.533 | 0 | 0 | 1.5313 | 0 | 2.2036 | 6.1345 | 0 | 0 | 0 | 0 | 0 | 0 | 7.1887 | 7.1887 | 1.5313 | 0
7 | 5.77 | 0.51195 | 0.35 | 0.35 | 0.35 | 0 | 0 | 0 | 0 | 0.79829 | -1.6838e-08 | 0.52722 | 1.6336 | 0 | 0.52722 | 2.9591 | 2.9591 | 0 | 0 | 0 | 0 | 0 | 1.7667 | 0 | 2.4319 | 6.0329 | 0 | 0 | 4.5254 | 0.51979 | 0 | 0 | 6.8333 | 15.2767 | 1.7667 | 0
8 | 6.89 | 0.47213 | 0.35 | 0.35 | 0.35 | -0.77585 | 0.77585 | 0 | 0 | 2.159 | 9.2387e-08 | -3.3307e-16 | 0 | 0 | 0.61633 | 1.3832 | 1.3832 | 0 | 0 | 0 | 0 | 0 | 2.6071 | 0 | 0.76683 | 2.9215 | 0 | 0 | 0 | 0 | 0 | 0 | 6.2955 | 6.2955 | 2.6071 | 0
9 | 7.77 | 0.42467 | 0.35 | 0.35 | 0.35 | -1.7652 | 1.7652 | 0 | 0 | 2.8581 | 7.9572e-08 | -3.3307e-16 | 0 | 0 | 0.53225 | 1.0928 | 1.0928 | 0 | 0 | 0 | 0 | 0 | 3.1298 | 0 | 0.56059 | 2.1825 | 0 | 0 | 0 | 0 | 0 | 0 | 5.8729 | 5.8729 | 3.1298 | 0
10 | 8.81 | 0.39031 | 0.35 | 0.35 | 0.35 | -4.3596 | 4.3596 | 0 | 0 | 5.1125 | -2.265e-07 | -3.3307e-16 | 0 | 0 | 0.59667 | 0.7529 | 0.7529 | 0 | 0 | 0 | 0 | 0 | 4.5964 | 0 | 0.15623 | 0.62089 | 0 | 0 | 0 | 0 | 0 | 0 | 5.3735 | 5.3735 | 4.5964 | 0
11 | 10.41 | 0.37375 | 0.35 | 0.35 | 0.35 | -1.8816 | 1.8816 | 0 | 0 | 5.4166 | -5.4181e-07 | -6.6613e-16 | 0 | 0 | 0.76173 | 3.5349 | 3.5349 | -8.5172 | 5.9119 | 0 | 2.4874 | 0.11797 | 4.7231 | 0 | 2.7732 | 5.626 | 0 | 0 | 0 | 0 | 0 | 0 | 4.6052 | 4.6052 | 4.7231 | 0
12 | 11.61 | 0.35354 | 0.35 | 0.35 | 0.35 | -5.2367 | 0.39943 | 4.8373 | 0 | 9.2274 | 6.038e-07 | -6.6613e-16 | 0 | 0 | 0.80001 | 3.9907 | 3.9907 | -9.4976 | 8.0642 | 0 | 0.012437 | 1.421 | 5.4499 | 0 | 3.1907 | 6.741 | 0 | 0 | 0 | 0 | 0 | 0 | 4.0289 | 5.8839 | 5.4499 | 0
13 | 12.21 | 0.36614 | 0.35 | 0.35 | 0.35 | -8.3909 | 0 | 8.3909 | 0 | 12.2689 | -7.4267e-07 | -3.3307e-16 | 0 | 0 | 0.67231 | 3.878 | 3.878 | -11.1805 | 10.1006 | 0 | 0.012437 | 1.0675 | 4.8083 | 0 | 3.2057 | 6.9073 | 0 | 0 | 0 | 0 | 0 | 0 | 3.7408 | 3.7408 | 4.8083 | 0
14 | 12.31 | 0.39717 | 0.35 | 0.35 | 0.35 | -2.411 | 0 | 2.411 | 0 | 7.3464 | -3.9935e-08 | -1.3323e-15 | 0 | 0 | 1.7273 | 4.9355 | 4.9355 | -10.6561 | 10.1308 | 0 | 0.012437 | 0.51287 | 4.2056 | 0 | 3.2082 | 6.9351 | 0 | 0 | 0 | 0 | 0 | 0 | 3.6928 | 3.6928 | 4.2056 | 0
15 | 11.93 | 0.42532 | 0.35 | 0.35 | 0.35 | 0 | 0 | 0 | 0 | 1.564 | -4.366e-08 | -6.6613e-16 | 0 | 0 | 0.90796 | 1.564 | 1.564 | -1.893 | 0 | 0 | 0 | 1.893 | 2.1655 | 0 | 0.65609 | 2.9467 | 0 | 0 | 0 | 0 | 0 | 0 | 3.8752 | 3.8752 | 2.1655 | 0
16 | 11.19 | 0.45989 | 0.35 | 0.35 | 0.35 | -2.6055 | 0 | 2.6055 | 0 | 5.4171 | 1.1861e-07 | -6.6613e-16 | 0 | 0 | 0.79199 | 2.8116 | 2.8116 | -8.7456 | 0.83678 | 0 | 0.024811 | 7.884 | 2.8424 | 0 | 2.0196 | 8.1142 | 0 | 0 | 0 | 0 | 0 | 0 | 4.2306 | 4.2306 | 2.8424 | 0
17 | 9.64 | 0.48932 | 0.35 | 0.35 | 0.35 | -0.53861 | 0 | 0.53861 | 0 | 3.9065 | 6.4373e-08 | -6.6613e-16 | 0 | 0 | 1.3531 | 3.3678 | 3.3678 | -6.256 | 0.17243 | 0 | 0.012437 | 6.0712 | 2.074 | 0 | 2.0147 | 7.654 | 0 | 0 | 0 | 0 | 0 | 0 | 4.9749 | 5.4866 | 2.074 | 0
18 | 8.57 | 0.50068 | 0.35 | 0.35 | 0.35 | 0 | 0 | 0 | 10.4694 | 0 | 0 | -6.6613e-16 | 0 | 0 | 1.4011 | 2.307 | 10.4694 | -0.002665 | 0 | 0.002665 | 0 | 0 | 1.0021 | 0 | 0.90594 | 3.5834 | 0 | 0 | 1.1514 | 0 | 0 | 0 | 5.4887 | 6.6401 | 1.0021 | 0
19 | 6.82 | 0.50409 | 0.35 | 0.35 | 0.35 | 0 | 0 | 0 | 2.355 | 0 | 0 | -1.3323e-15 | 0 | 0 | 1.5852 | 1.5858 | 2.355 | -0.002665 | 0 | 0.002665 | 0 | 0 | 1.0021 | 0 | 0.0005558 | 0.0021092 | 0 | 0 | 1.6631 | 0 | 0 | 5.327 | 6.3291 | 7.9922 | 1.0021 | 0
20 | 6.36 | 0.50031 | 0.35 | 0.35 | 0.35 | 0 | 0 | 0 | 2.5263 | 0 | 0 | -1.3323e-15 | 0 | 0 | 1.7571 | 1.7571 | 2.5263 | 0 | 0 | 0 | 0 | 0 | 1.0021 | 0 | 0 | 0 | 0 | 0 | 2.4307 | 0 | 0 | 5.5479 | 6.55 | 8.9807 | 1.0021 | 0
21 | 6.15 | 0.48123 | 0.35 | 0.35 | 0.35 | 0 | 0 | 0 | 1.7759 | 0 | 0 | -1.3323e-15 | 0 | 0.66932 | 1.676 | 1.676 | 2.4452 | 0 | 0 | 0 | 0 | 0 | 1.0021 | 0 | 0 | 0 | 0 | 0 | 1.0234 | 0.0051589 | 2.2831 | 3.3605 | 6.6508 | 7.6743 | 1.0021 | 0
22 | 5.98 | 0.46573 | 0.35 | 0.35 | 0.35 | 0 | 0 | 0 | 0 | 0 | 0 | 0.61938 | 1.2186 | 0.76923 | 0.61938 | 1.8379 | 2.6072 | 0 | 0 | 0 | 0 | 0 | 1.0021 | 0 | 1.2186 | 4.406 | 0 | 0 | 0 | 0 | 0.10583 | 0 | 6.7325 | 6.7325 | 1.0021 | 0
23 | 6.05 | 0.45813 | 0.35 | 0.35 | 0.35 | 0 | 0 | 0 | 0 | 0 | 0 | 0.63843 | 1.2302 | 2.0973 | 0.63843 | 1.8687 | 3.966 | 0 | 0 | 0 | 0 | 0 | 1.0021 | 0 | 1.2302 | 4.4665 | 0 | 0 | 0.44776 | 0 | 0 | 0 | 6.6989 | 7.1466 | 1.0021 | 0
24 | 5.82 | 0.45918 | 0.35 | 0.35 | 0.35 | 0 | 0 | 0 | 0 | 0 | 0 | 0.78649 | 1.3138 | 0.76923 | 0.78649 | 2.1003 | 2.8695 | -0.50567 | 0 | 0.50567 | 0 | 0 | 1.0021 | 0 | 1.3138 | 4.9991 | 0 | 0 | 0 | 0 | 0 | 0 | 6.8093 | 6.8093 | 1.0021 | 0
25 | 5.26 | 0.47406 | 0.35 | 0.35 | 0.35 | 0 | 0 | 0 | 0 | 0 | 0 | 0.78428 | 0.88871 | 0.76923 | 0.78428 | 1.673 | 2.4422 | 0 | 0 | 0 | 0 | 0 | 1.0021 | 0 | 0.88871 | 3.2666 | 0 | 0 | 0 | 0 | 0 | 0 | 5.1574 | 5.1574 | 1.0021 | 0
26 | 5.04 | 0.47408 | 0.35 | 0.35 | 0.35 | 0 | 0 | 0 | 0 | 0 | 0 | 0.80009 | 0.81523 | 0.76923 | 0.80009 | 1.6153 | 2.3846 | 0 | 0 | 0 | 0 | 0 | 1.0021 | 0 | 0.81523 | 2.9551 | 0 | 0 | 0 | 0.49066 | 0 | 0 | 5.263 | 5.263 | 1.0021 | 0
27 | 5.29 | 0.47453 | 0.35 | 0.35 | 0.35 | 0 | 0 | 0 | 0 | 0 | 0 | 0.71307 | 0.88432 | 0.76923 | 0.71307 | 1.5974 | 2.3666 | 0 | 0 | 0 | 0 | 0 | 1.0021 | 0 | 0.88432 | 3.2566 | 0 | 0 | 0 | 0 | 0 | 0 | 5.143 | 5.143 | 1.0021 | 0
28 | 5.41 | 0.48093 | 0.35 | 0.35 | 0.35 | 0 | 0 | 0 | 0 | 0 | 0 | 0.63542 | 0.86688 | 0.76923 | 0.63542 | 1.5023 | 2.2715 | 0 | 0 | 0 | 0 | 0 | 1.0021 | 0 | 0.86688 | 3.2164 | 0 | 0 | 0 | 0 | 0 | 0 | 5.0854 | 5.0854 | 1.0021 | 0
29 | 5.49 | 0.48492 | 0.35 | 0.35 | 0.35 | 0 | 0 | 0 | 0 | 0.26822 | 2.1979e-08 | 0.74832 | 0.77151 | 0.76923 | 1.0165 | 1.788 | 2.5573 | 0 | 0 | 0 | 0 | 0 | 1.3986 | 0 | 0.77151 | 2.8768 | 0 | 0 | 0 | 0 | 0 | 0 | 5.0469 | 5.0469 | 1.3986 | 0
30 | 5.73 | 0.48384 | 0.35 | 0.35 | 0.35 | 0 | 0 | 0 | 0 | 1.1692 | -7.9721e-09 | -3.3307e-16 | 0.99147 | 0.21726 | 0.61726 | 1.6087 | 2.378 | 0 | 0 | 0 | 0 | 0 | 2.109 | 0 | 0.99147 | 3.752 | 0 | 0 | 0 | 0 | 0 | 0 | 6.8525 | 6.8525 | 2.109 | 0
31 | 6.52 | 0.46046 | 0.35 | 0.35 | 0.35 | 0 | 0 | 0 | 0 | 3.0418 | 2.262e-07 | -3.3307e-16 | 0 | 0 | 0.60221 | 0.99381 | 3.0418 | 0 | 0 | 0 | 0 | 0 | 4.5282 | 0 | 0.39159 | 1.5534 | 0 | 0 | 5.8208 | 0 | 0 | 0 | 6.4732 | 12.294 | 4.5282 | 0
32 | 7.09 | 0.42234 | 0.35 | 0.35 | 0.35 | -2.288 | 0 | 2.288 | 0 | 3.4142 | -1.7792e-07 | -3.3307e-16 | 0 | 0 | 0.591 | 1.1262 | 1.1262 | 0 | 0 | 0 | 0 | 0 | 3.4806 | 0 | 0.53519 | 2.1836 | 0 | 0 | 0 | 0 | 0 | 0 | 6.1994 | 6.1994 | 3.4806 | 0
33 | 7.65 | 0.38976 | 0.35 | 0.35 | 0.35 | -1.3048 | 0 | 1.3048 | 0 | 2.7155 | 1.1444e-07 | -6.6613e-16 | 0 | 0 | 0.83903 | 1.4106 | 1.4106 | 0 | 0 | 0 | 0 | 0 | 3.0184 | 0 | 0.57161 | 2.3405 | 0 | 0 | 0.63965 | 0 | 0 | 0 | 5.9305 | 6.5702 | 3.0184 | 0
34 | 8.33 | 0.36716 | 0.35 | 0.35 | 0.35 | -1.8696 | 0 | 1.8696 | 0 | 3.196 | -1.6153e-07 | -6.6613e-16 | 0 | 0 | 0.88405 | 1.3264 | 1.3264 | 0 | 0 | 0 | 0 | 0 | 3.3426 | 0 | 0.44234 | 1.819 | 0 | 0 | 0 | 0 | 0 | 0 | 5.604 | 5.604 | 3.3426 | 0
35 | 9.21 | 0.35765 | 0.35 | 0.35 | 0.35 | -0.68855 | 0 | 0.68855 | 0 | 2.0569 | -1.4886e-07 | -6.6613e-16 | 0 | 0 | 0.86425 | 1.3684 | 1.3684 | 0 | 0 | 0 | 0 | 0 | 2.5928 | 0 | 0.5041 | 2.0845 | 0 | 0 | 0 | 0 | 0 | 0 | 5.1814 | 5.1814 | 2.5928 | 0
36 | 9.79 | 0.36358 | 0.35 | 0.35 | 0.35 | -3.8844 | 0 | 3.8844 | 0 | 4.9697 | -2.867e-07 | -6.6613e-16 | 0 | 0 | 0.98297 | 1.0853 | 1.0853 | 0 | 0 | 0 | 0 | 0 | 4.3757 | 0 | 0.10237 | 0.42486 | 0 | 0 | 4.3496 | 0 | 0 | 0 | 4.9029 | 9.2525 | 4.3757 | 0
37 | 10 | 0.37248 | 0.35 | 0.35 | 0.35 | -0.72128 | 0 | 0.72128 | 0 | 2.5628 | -8.1658e-08 | -6.6613e-16 | 0 | 0 | 1.3591 | 1.8415 | 1.8415 | -0.50567 | 0 | 0.50567 | 0 | 0 | 2.8207 | 0 | 0.48239 | 2.0046 | 0 | 0 | 0 | 0 | 0 | 0 | 4.802 | 4.802 | 2.8207 | 0
38 | 10.09 | 0.38848 | 0.35 | 0.35 | 0.35 | 0 | 0 | 0 | 0 | 1.005 | 5.7817e-08 | -6.6613e-16 | 0.35516 | 0 | 0.78939 | 1.3602 | 1.3602 | 0 | 0 | 0 | 0 | 0 | 1.8019 | 0 | 0.57081 | 2.3861 | 0 | 0 | 0 | 0 | 0 | 0 | 4.7588 | 4.7588 | 1.8019 | 0
39 | 9.76 | 0.41564 | 0.35 | 0.35 | 0.35 | 0 | 0 | 0 | 0.31309 | 1.0779 | -7.3686e-08 | -6.6613e-16 | 0 | 0 | 0.7948 | 1.391 | 1.391 | 0 | 0 | 0 | 0 | 0 | 1.8474 | 0 | 0.59617 | 2.4737 | 0 | 0 | 0 | 0 | 0 | 0 | 4.9173 | 4.9173 | 1.8474 | 0
40 | 9.38 | 0.44165 | 0.35 | 0.35 | 0.35 | 0 | 0 | 0 | 0.67625 | 1.604 | -1.1623e-08 | -1.3323e-15 | 0 | 0 | 1.6917 | 2.2802 | 2.2802 | 0 | 0 | 0 | 0 | 0 | 2.0751 | 0 | 0.58852 | 2.4362 | 0 | 0 | 0 | 0 | 0 | 0 | 5.0998 | 5.0998 | 2.0751 | 0
41 | 8.94 | 0.46898 | 0.35 | 0.35 | 0.35 | 0 | 0 | 0 | 0.62127 | 1.2872 | -1.5199e-08 | -6.6613e-16 | 0 | 0 | 1.1919 | 1.9085 | 1.9085 | 0 | 0 | 0 | 0 | 0 | 1.6365 | 0 | 0.71657 | 2.958 | 0 | 0 | 0.70362 | 0 | 0 | 0 | 5.3111 | 6.0147 | 1.6365 | 0
42 | 8.38 | 0.4716 | 0.35 | 0.35 | 0.35 | 0 | 0 | 0 | 2.6352 | 0 | 0 | -6.6613e-16 | 0 | 0 | 0.97077 | 1.866 | 2.6352 | 0 | 0 | 0 | 0 | 0 | 1.0021 | 0 | 0.89525 | 3.6826 | 0 | 0 | 0.83154 | 0 | 0 | 0 | 5.58 | 6.4115 | 1.0021 | 0
43 | 8.46 | 0.45664 | 0.35 | 0.35 | 0.35 | 0 | 0 | 0 | 4.613 | 0 | 0 | -1.3323e-15 | 0 | 0 | 2.9564 | 3.8438 | 4.613 | 0 | 0 | 0 | 0 | 0 | 1.0021 | 0 | 0.88737 | 3.6521 | 0 | 0 | 1.2793 | 0 | 0 | 0 | 5.5416 | 6.8209 | 1.0021 | 0
44 | 7.97 | 0.43816 | 0.35 | 0.35 | 0.35 | 0 | 0 | 0 | 0.89859 | 0 | 0 | 1.6612 | 0.93569 | 0.76923 | 2.5598 | 3.4955 | 4.2647 | 0 | 0 | 0 | 0 | 0 | 1.0021 | 0 | 0.93569 | 3.8391 | 0 | 0 | 0.44776 | 0 | 0 | 0 | 5.7769 | 6.2246 | 1.0021 | 0
45 | 7.68 | 0.42899 | 0.35 | 0.35 | 0.35 | 0 | 0 | 0 | 0 | 0 | 0 | 3.3522 | 0.9644 | 0.76923 | 3.3522 | 4.3166 | 5.0858 | 0 | 0 | 0 | 0 | 0 | 1.0021 | 0 | 0.9644 | 3.9496 | 0 | 0 | 0.51172 | 0 | 0 | 0 | 5.9161 | 6.4278 | 1.0021 | 0
46 | 7.17 | 0.4191 | 0.35 | 0.35 | 0.35 | 0 | 0 | 0 | 0 | 0 | 0 | 2.8466 | 1.0195 | 0.76923 | 2.8466 | 3.8661 | 4.6353 | -0.022305 | 0 | 0.022305 | 0 | 0 | 1.0021 | 0 | 1.0195 | 4.1618 | 0 | 0 | 0 | 0 | 0 | 0 | 6.161 | 6.161 | 1.0021 | 0
47 | 6.89 | 0.41845 | 0.35 | 0.35 | 0.35 | 0 | 0 | 0 | 0 | 0 | 0 | 1.5912 | 1.0482 | 0.76923 | 1.5912 | 2.6394 | 3.4086 | -0.0025284 | 0 | 0.0025284 | 0 | 0 | 1.0021 | 0 | 1.0482 | 4.2477 | 0 | 0 | 0 | 0 | 0 | 0 | 6.2955 | 6.2955 | 1.0021 | 0
48 | 6.73 | 0.41449 | 0.35 | 0.35 | 0.35 | 0 | 0 | 0 | 0 | 0 | 0 | 0.66816 | 1.1534 | 0.76923 | 0.66816 | 1.8216 | 2.5908 | 0 | 0 | 0 | 0 | 0 | 1.0021 | 0 | 1.1534 | 4.2168 | 0 | 0 | 0 | 0 | 0 | 0 | 6.3723 | 6.3723 | 1.0021 | 0
49 | 6.61 | 0.42065 | 0.35 | 0.35 | 0.35 | 0 | 0 | 0 | 0 | 0 | 0 | 0.58402 | 0.75723 | 0.76923 | 0.58402 | 1.3413 | 2.1105 | 0 | 0 | 0 | 0 | 0 | 1.0021 | 0 | 0.75723 | 2.7498 | 0 | 0 | 0 | 0 | 0 | 0 | 4.5091 | 4.5091 | 1.0021 | 0
50 | 6.46 | 0.42115 | 0.35 | 0.35 | 0.35 | 0 | 0 | 0 | 0 | 0 | 0 | 0.60028 | 0.77794 | 0.76923 | 0.60028 | 1.3782 | 2.1474 | 0 | 0 | 0 | 0 | 0 | 1.0021 | 0 | 0.77794 | 2.8011 | 0 | 0 | 0 | 0 | 0 | 0 | 4.5811 | 4.5811 | 1.0021 | 0
51 | 6.28 | 0.4389 | 0.35 | 0.35 | 0.35 | 0 | 0 | 0 | 0 | 0 | 0 | 0.61324 | 0.69671 | 0.76923 | 0.61324 | 1.3099 | 2.0792 | 0 | 0 | 0 | 0 | 0 | 1.0021 | 0 | 0.69671 | 2.483 | 0 | 0 | 0 | 0.48577 | 0 | 0 | 4.6676 | 4.6676 | 1.0021 | 0
52 | 6.21 | 0.44456 | 0.35 | 0.35 | 0.35 | 0 | 0 | 0 | 0 | 0 | 0 | 0.59351 | 0.81306 | 0.76923 | 0.59351 | 1.4066 | 2.1758 | 0 | 0 | 0 | 0 | 0 | 1.0021 | 0 | 0.81306 | 2.8861 | 0 | 0 | 0 | 0 | 0 | 0 | 4.7012 | 4.7012 | 1.0021 | 0
53 | 6.25 | 0.44063 | 0.35 | 0.35 | 0.35 | 0 | 0 | 0 | 0 | 0.1758 | -6.7987e-09 | 0.65758 | 0.74934 | 0.59343 | 0.65758 | 1.4069 | 2.1762 | 0 | 0 | 0 | 0 | 0 | 1.2667 | 0 | 0.74934 | 2.666 | 0 | 0 | 0 | 0 | 0 | 0 | 4.682 | 4.682 | 1.2667 | 0
54 | 6.47 | 0.4308 | 0.35 | 0.35 | 0.35 | 0 | 0 | 0 | 0 | 0.66684 | -5.9381e-08 | 0.12104 | 1.0491 | 0.76923 | 0.78788 | 1.8369 | 2.6062 | 0 | 0 | 0 | 0 | 0 | 1.6686 | 0 | 1.0491 | 3.7795 | 0 | 0 | 0 | 0 | 0 | 0 | 6.4972 | 6.4972 | 1.6686 | 0
55 | 7.46 | 0.39055 | 0.35 | 0.35 | 0.35 | 0 | 0 | 0 | 0 | 1.2698 | -6.3106e-08 | 0.69738 | 0.82002 | 9.4994 | 0.69738 | 1.5174 | 12.2866 | 0 | 0 | 0 | 0 | 0 | 2.1194 | 0 | 0.82002 | 3.0823 | 0 | 0 | 7.4199 | 0 | 0 | 0 | 6.0218 | 13.4417 | 2.1194 | 0
56 | 7.82 | 0.31888 | 0.35 | 0.35 | 0.35 | -2.0616 | 0 | 2.0616 | 0 | 3.4956 | -9.1195e-08 | -3.3307e-16 | 0 | 0 | 0.73507 | 1.434 | 1.434 | -0.86305 | 0.31638 | 0.54667 | 0 | 0 | 3.5751 | 0 | 0.69889 | 2.4379 | 0 | 0 | 0 | 0 | 0 | 0 | 5.8489 | 5.8489 | 3.5751 | 0
57 | 9.03 | 0.27325 | 0.35 | 0.35 | 0.35 | 0 | 0 | 0 | 0 | 3.2385 | -2.1666e-07 | -3.3307e-16 | 0 | 0 | 0.51214 | 3.2385 | 3.2385 | -6.3336 | 6.3309 | 0.0027334 | 0 | 0 | 3.3251 | 0 | 2.7264 | 6.0616 | 0 | 0 | 0 | 0 | 0 | 0 | 5.2678 | 5.7796 | 3.3251 | 0
58 | 9.09 | 0.26351 | 0.35 | 0.35 | 0.35 | -0.20098 | 0 | 0.20098 | 0 | 3.6568 | 7.7784e-08 | -3.3307e-16 | 0 | 0 | 0.53088 | 3.4558 | 3.4558 | -7.6578 | 7.6578 | 0 | 0 | 0 | 3.6637 | 0 | 2.925 | 6.3082 | 0 | 0 | 0 | 0 | 0 | 0 | 5.239 | 5.239 | 3.6637 | 0
59 | 9.93 | 0.26122 | 0.35 | 0.35 | 0.35 | 0 | 0 | 0 | 0 | 1.7917 | -3.919e-08 | -3.3307e-16 | 1.654 | 0 | 0.60105 | 3.4456 | 3.4456 | -7.0802 | 7.0747 | 0.005453 | 0 | 0 | 2.4205 | 0 | 2.8446 | 6.6507 | 0 | 0 | 0 | 0 | 0 | 0 | 4.8357 | 4.8357 | 2.4205 | 0
60 | 9.33 | 0.26238 | 0.35 | 0.35 | 0.35 | 0 | 0 | 0 | 0 | 1.5286 | 1.7583e-08 | 1.3976 | 0.6129 | 0 | 1.3976 | 3.5391 | 3.5391 | -0.0027334 | 0 | 0.0027334 | 0 | 0 | 2.2383 | 0 | 2.1415 | 5.3522 | 0 | 0 | 0 | 0 | 0 | 0 | 5.1238 | 9.7293 | 2.2383 | 0
61 | 7.36 | 0.27423 | 0.35 | 0.35 | 0.35 | 0 | 0 | 0 | 0 | 1.3825 | 5.4836e-08 | -6.6613e-16 | 0.50683 | 0 | 1.0446 | 1.8894 | 1.8894 | -0.0027334 | 0 | 0.0027334 | 0 | 0 | 2.0614 | 0 | 0.84472 | 3.1664 | 0 | 0 | 0.70362 | 0 | 0 | 0 | 6.0698 | 6.7734 | 2.0614 | 0
62 | 6.49 | 0.29633 | 0.35 | 0.35 | 0.35 | 0 | 0 | 0 | 0 | 1.1238 | -2.0489e-08 | -6.6613e-16 | 0.92961 | 0 | 1.0495 | 2.0534 | 2.0534 | -0.0027334 | 0 | 0.0027334 | 0 | 0 | 1.8655 | 0 | 1.0039 | 3.6209 | 0 | 0 | 0 | 0 | 0 | 0 | 6.4876 | 6.4876 | 1.8655 | 0
63 | 5.81 | 0.31598 | 0.35 | 0.35 | 0.35 | 0 | 0 | 0 | 0 | 0.65563 | 4.366e-08 | 0.51157 | 0.51971 | 0 | 0.51157 | 1.6869 | 1.6869 | -0.0027334 | 0 | 0.0027334 | 0 | 0 | 1.5656 | 0 | 1.1753 | 4.0759 | 0 | 0 | 0.57569 | 0 | 0 | 0 | 6.8141 | 7.3898 | 1.5656 | 0
64 | 5.36 | 0.35657 | 0.35 | 0.35 | 0.35 | 0 | 0 | 0 | 0 | 0.46599 | 1.356e-08 | 0.49902 | 0.81253 | 0 | 0.49902 | 1.7775 | 1.7775 | -0.0027334 | 0 | 0.0027334 | 0 | 0 | 1.4384 | 0 | 1.2785 | 4.316 | 0 | 0 | 0 | 0 | 0 | 0 | 7.0302 | 7.0302 | 1.4384 | 0
65 | 4.95 | 0.38963 | 0.35 | 0.35 | 0.35 | 0 | 0 | 0 | 0 | 0.99487 | -9.8348e-09 | 0.064849 | 1.3183 | 0 | 1.0597 | 2.378 | 2.378 | -0.0027334 | 0 | 0.0027334 | 0 | 0 | 1.5716 | 0 | 1.3183 | 4.3399 | 0 | 0 | 0.51172 | 0 | 0 | 0 | 7.2271 | 7.7388 | 1.5716 | 0
66 | 4.58 | 0.4182 | 0.35 | 0.35 | 0.35 | 0 | 0 | 0 | 2.0446 | 0 | 0 | 0.18233 | 0 | 0.76923 | 0.70773 | 2.2269 | 2.9961 | -0.0027334 | 0 | 0.0027334 | 0 | 0 | 1.0021 | 0 | 1.5192 | 4.8862 | 0 | 0 | 0.57569 | 0 | 0 | 0 | 7.4048 | 7.9804 | 1.0021 | 0
67 | 4.29 | 0.42226 | 0.35 | 0.35 | 0.35 | 0 | 0 | 0 | 0 | 0 | 0 | 1.0798 | 1.5743 | 0.76923 | 1.0798 | 2.6541 | 3.4233 | -0.0027334 | 0 | 0.0027334 | 0 | 0 | 1.0021 | 0 | 1.5743 | 4.9703 | 0 | 0 | 0.95947 | 0 | 0 | 0 | 7.544 | 8.5035 | 1.0021 | 0
68 | 3.68 | 0.4264 | 0.35 | 0.35 | 0.35 | 0 | 0 | 0 | 0 | 0 | 0 | 0.85889 | 1.6957 | 0.76923 | 0.85889 | 2.5546 | 3.3238 | -0.0027334 | 0 | 0.0027334 | 0 | 0 | 1.0021 | 0 | 1.6957 | 5.1419 | 0 | 0 | 0.83154 | 0 | 0 | 0 | 7.8369 | 8.6685 | 1.0021 | 0
69 | 3.18 | 0.427 | 0.35 | 0.35 | 0.35 | 0 | 0 | 0 | 0 | 0 | 0 | 1.5778 | 1.8009 | 0.76923 | 1.5778 | 3.3787 | 4.1479 | -0.0027334 | 0 | 0.0027334 | 0 | 0 | 1.0021 | 0 | 1.8009 | 5.2768 | 0 | 0 | 1.2153 | 0 | 0 | 0 | 8.077 | 9.2924 | 1.0021 | 0
70 | 2.8 | 0.41606 | 0.35 | 0.35 | 0.35 | 0 | 0 | 0 | 0 | 0 | 0 | 2.5667 | 1.8846 | 10.7692 | 2.5667 | 4.4512 | 15.2205 | -0.0027334 | 0 | 0.0027334 | 0 | 0 | 1.0021 | 0 | 1.8846 | 5.3756 | 0 | 0 | 0 | 0 | 0 | 0 | 8.2595 | 8.2595 | 1.0021 | 0
71 | 2.43 | 0.43074 | 0.35 | 0.35 | 0.35 | 0 | 0 | 0 | 0 | 0 | 0 | 2.2607 | 1.9686 | 0.76923 | 2.2607 | 4.2293 | 4.9985 | 0 | 0 | 0 | 0 | 0 | 1.0021 | 0 | 1.9686 | 5.4665 | 0 | 0 | 0 | 0 | 0 | 0 | 8.4372 | 8.4372 | 1.0021 | 0
72 | 2.39 | 0.44446 | 0.35 | 0.35 | 0.35 | 0 | 0 | 0 | 0 | 0 | 0 | 0.47777 | 1.978 | 0.76923 | 0.47777 | 2.4558 | 3.225 | 0 | 0 | 0 | 0 | 0 | 1.0021 | 0 | 1.978 | 5.4763 | 0 | 0 | 0 | 0 | 0 | 0 | 8.4564 | 8.4564 | 1.0021 | 0
73 | 2.09 | 0.44908 | 0.35 | 0.35 | 0.35 | 0 | 0 | 0 | 0 | 0 | 0 | 0.57685 | 1.3891 | 0.76923 | 0.57685 | 1.9659 | 2.7352 | 0 | 0 | 0 | 0 | 0 | 1.0021 | 0 | 1.3891 | 3.7607 | 0 | 0 | 0 | 0.5278 | 0 | 0 | 6.6796 | 6.6796 | 1.0021 | 0
74 | 2.2 | 0.46413 | 0.35 | 0.35 | 0.35 | 0 | 0 | 0 | 0 | 0 | 0 | 0.37021 | 1.5081 | 0.76923 | 0.37021 | 1.8783 | 2.6475 | 0 | 0 | 0 | 0 | 0 | 1.0021 | 0 | 1.5081 | 4.1167 | 0 | 0 | 0 | 0 | 0 | 0 | 6.6268 | 6.6268 | 1.0021 | 0
75 | 2.23 | 0.47185 | 0.35 | 0.35 | 0.35 | 0 | 0 | 0 | 0 | 0 | 0 | 0.31449 | 1.5017 | 0.76923 | 0.31449 | 1.8162 | 2.5855 | 0 | 0 | 0 | 0 | 0 | 1.0021 | 0 | 1.5017 | 4.1086 | 0 | 0 | 0 | 0 | 0 | 0 | 6.6124 | 6.6124 | 1.0021 | 0
76 | 2.21 | 0.47578 | 0.35 | 0.35 | 0.35 | 0 | 0 | 0 | 0 | 0 | 0 | 0.28066 | 1.5059 | 0.76923 | 0.28066 | 1.7866 | 2.5558 | 0 | 0 | 0 | 0 | 0 | 1.0021 | 0 | 1.5059 | 4.114 | 0 | 0 | 0 | 0 | 0 | 0 | 6.622 | 6.622 | 1.0021 | 0
77 | 2.29 | 0.46872 | 0.35 | 0.35 | 0.35 | 0 | 0 | 0 | 0 | 0.43455 | -1.4007e-08 | 0.46828 | 0.8879 | 0.76923 | 0.46828 | 1.7907 | 2.56 | 0 | 0 | 0 | 0 | 0 | 1.6268 | 0 | 1.3225 | 3.6343 | 0 | 0 | 0 | 0 | 0 | 0 | 6.5836 | 6.5836 | 1.6268 | 0
78 | 2.83 | 0.45011 | 0.35 | 0.35 | 0.35 | 0 | 0 | 0 | 0 | 1.611 | -4.0829e-08 | -1.6653e-16 | 0.17293 | 0.76923 | 0.34634 | 1.784 | 2.5532 | 0 | 0 | 0 | 0 | 0 | 2.6979 | 0 | 1.4376 | 4.1095 | 0 | 0 | 0 | 0 | 0 | 0 | 8.2451 | 8.2451 | 2.6979 | 0
79 | 3.25 | 0.43029 | 0.35 | 0.35 | 0.35 | 0 | 0 | 0 | 0 | 1.6889 | -5.3346e-08 | -3.3307e-16 | 0.20454 | 0.76923 | 0.46115 | 1.8934 | 2.6627 | 0 | 0 | 0 | 0 | 0 | 2.3939 | 0 | 1.4323 | 4.2173 | 0 | 0 | 15.2876 | 0 | 0 | 0 | 8.0434 | 23.3311 | 2.3939 | 0
80 | 4.02 | 0.40339 | 0.35 | 0.35 | 0.35 | 0 | 0 | 0 | 0 | 1.5697 | 4.3213e-08 | -3.3307e-16 | 0.43056 | 0 | 0.66669 | 2.0003 | 2.0003 | 0 | 0 | 0 | 0 | 0 | 2.2035 | 0 | 1.3336 | 4.1366 | 0 | 0 | 0 | 0 | 0 | 0 | 7.6737 | 7.6737 | 2.2035 | 0
81 | 5.13 | 0.39103 | 0.35 | 0.35 | 0.35 | -1.0381 | 0 | 1.0381 | 0 | 2.4392 | -5.4091e-08 | -3.3307e-16 | 0 | 0 | 0.3902 | 1.4011 | 1.4011 | 0 | 0 | 0 | 0 | 0 | 2.7647 | 0 | 1.0109 | 3.3651 | 0 | 0 | 0 | 0 | 0 | 0 | 7.1406 | 7.1406 | 2.7647 | 0
82 | 5.74 | 0.36853 | 0.35 | 0.35 | 0.35 | -0.73216 | 0 | 0.73216 | 0 | 2.6796 | 4.828e-08 | -6.6613e-16 | 0 | 0 | 1.0785 | 1.9475 | 1.9475 | 0 | 0 | 0 | 0 | 0 | 2.9779 | 0 | 0.86894 | 3.0009 | 0 | 0 | 0 | 0 | 0 | 0 | 6.8477 | 6.8477 | 2.9779 | 0
83 | 6.75 | 0.35053 | 0.35 | 0.35 | 0.35 | -2.7644 | 0 | 2.7644 | 0 | 3.8905 | 5.424e-08 | -1.6653e-16 | 0 | 0 | 0.36378 | 1.1261 | 1.1261 | 0 | 0 | 0 | 0 | 0 | 3.7734 | 0 | 0.76235 | 2.4026 | 0 | 0 | 0 | 0 | 0 | 0 | 6.3627 | 6.9384 | 3.7734 | 0
84 | 7.74 | 0.34851 | 0.35 | 0.35 | 0.35 | -0.098073 | 0 | 0.098073 | 0 | 3.6759 | -2.9206e-07 | -6.6613e-16 | 0 | 0 | 0.77964 | 3.5778 | 3.5778 | -4.7805 | 4.7805 | 0 | 0 | 0 | 3.64 | 0 | 2.7982 | 6.0846 | 0 | 0 | 0 | 0 | 0 | 0 | 5.8873 | 7.7423 | 3.64 | 0
85 | 8.88 | 0.34753 | 0.35 | 0.35 | 0.35 | 0 | 0 | 0 | 0 | 2.2649 | 5.722e-08 | -6.6613e-16 | 0 | 0 | 0.97172 | 2.2649 | 2.2649 | -2.1635 | 2.1635 | 0 | 0 | 0 | 2.6238 | 0 | 1.2932 | 3.5864 | 0 | 0 | 0 | 0 | 0 | 0 | 5.3399 | 5.3399 | 2.6238 | 0
86 | 9.39 | 0.36356 | 0.35 | 0.35 | 0.35 | 0 | 0 | 0 | 0 | 2.364 | 1.2413e-07 | -6.6613e-16 | 0 | 0 | 0.99598 | 2.364 | 2.364 | -2.5823 | 2.5823 | 0 | 0 | 0 | 2.6382 | 0 | 1.368 | 3.6711 | 0 | 0 | 0 | 0 | 0 | 0 | 5.095 | 5.095 | 2.6382 | 0
87 | 10.32 | 0.38082 | 0.35 | 0.35 | 0.35 | 0 | 0 | 0 | 0 | 0.91916 | -6.7055e-09 | -3.3307e-16 | 1.578 | 0 | 0.437 | 2.4972 | 2.4972 | -3.8624 | 3.8624 | 0 | 0 | 0 | 1.7474 | 0 | 2.0602 | 5.3429 | 0 | 0 | 0 | 0 | 0 | 0 | 4.6484 | 5.288 | 1.7474 | 0
88 | 10.43 | 0.40648 | 0.35 | 0.35 | 0.35 | 0 | 0 | 0 | 0 | 2.3288 | 2.8461e-08 | -3.3307e-16 | 1.0604 | 0 | 0.57935 | 3.3892 | 3.3892 | -7.0081 | 6.4614 | 0.54667 | 0 | 0 | 2.3302 | 0 | 2.8099 | 6.8473 | 0 | 0 | 0 | 0 | 0 | 0 | 4.5956 | 4.9793 | 2.3302 | 0
89 | 9.74 | 0.44257 | 0.35 | 0.35 | 0.35 | 0 | 0 | 0 | 1.3357 | 0.31518 | -1.9707e-08 | -6.6613e-16 | 0 | 0 | 0.78184 | 1.6509 | 1.6509 | -0.0027334 | 0 | 0.0027334 | 0 | 0 | 1.3384 | 0 | 0.86905 | 3.17 | 0 | 0 | 0 | 0 | 0 | 0 | 4.9269 | 5.3747 | 1.3384 | 0
90 | 8.51 | 0.45168 | 0.35 | 0.35 | 0.35 | 0 | 0 | 0 | 2.5797 | 0 | 0 | -1.3323e-15 | 0 | 0 | 1.6515 | 2.5797 | 2.5797 | -0.0027334 | 0 | 0.0027334 | 0 | 0 | 1.0021 | 0 | 0.9282 | 3.59 | 0 | 0 | 2.1108 | 0 | 0 | 0 | 5.5175 | 7.6284 | 1.0021 | 0
91 | 7.54 | 0.44233 | 0.35 | 0.35 | 0.35 | 0 | 0 | 0 | 0.29181 | 0 | 0 | 0.92048 | 1.0455 | 0 | 1.2123 | 2.2578 | 2.2578 | -0.0027334 | 0 | 0.0027334 | 0 | 0 | 1.0021 | 0 | 1.0455 | 3.9385 | 0 | 0 | 2.0469 | 0 | 0 | 0 | 5.9833 | 8.0302 | 1.0021 | 0
92 | 6.5 | 0.431 | 0.35 | 0.35 | 0.35 | 0 | 0 | 0 | 0 | 0 | 0 | 1.0801 | 1.1897 | 0 | 1.0801 | 2.2699 | 2.2699 | -0.0027334 | 0 | 0.0027334 | 0 | 0 | 1.0021 | 0 | 1.1897 | 4.2937 | 0 | 0 | 2.1108 | 0 | 0 | 0 | 6.4828 | 8.5936 | 1.0021 | 0
93 | 5.68 | 0.42331 | 0.35 | 0.35 | 0.35 | 0 | 0 | 0 | 0 | 0 | 0 | 1.4178 | 1.3233 | 0 | 1.4178 | 2.7411 | 2.7411 | -0.0027334 | 0 | 0.0027334 | 0 | 0 | 1.0021 | 0 | 1.3233 | 4.5539 | 0 | 0 | 1.7271 | 0 | 0 | 0 | 6.8765 | 8.6036 | 1.0021 | 0
94 | 5 | 0.39347 | 0.35 | 0.35 | 0.35 | 0 | 0 | 0 | 0 | 0 | 0 | 1.1408 | 1.442 | 0 | 1.1408 | 2.5828 | 2.5828 | -0.0027334 | 0 | 0.0027334 | 0 | 0 | 1.0021 | 0 | 1.442 | 4.7617 | 0 | 0 | 0 | 0 | 0 | 0 | 7.2031 | 7.2031 | 1.0021 | 0
95 | 4.6 | 0.39036 | 0.35 | 0.35 | 0.35 | 0 | 0 | 0 | 0 | 0 | 0 | 0.60412 | 1.5154 | 0 | 0.60412 | 2.1196 | 2.1196 | -0.0027334 | 0 | 0.0027334 | 0 | 0 | 1.0021 | 0 | 1.5154 | 4.8804 | 0 | 0 | 0.70362 | 0 | 0 | 0 | 7.3951 | 8.0988 | 1.0021 | 0
96 | 4.36 | 0.39214 | 0.35 | 0.35 | 0.35 | 0 | 0 | 0 | 0 | 0 | 0 | 0.35979 | 1.5609 | 0 | 0.35979 | 1.9207 | 1.9207 | -0.0027334 | 0 | 0.0027334 | 0 | 0 | 1.0021 | 0 | 1.5609 | 4.9502 | 0 | 0 | 0 | 0 | 0 | 0 | 7.5104 | 7.5104 | 1.0021 | 0
97 | 3.87 | 0.40041 | 0.35 | 0.35 | 0.35 | 0 | 0 | 0 | 0 | 0 | 0 | 0.32471 | 1.1853 | 0 | 0.32471 | 1.51 | 1.51 | -0.0027334 | 0 | 0.0027334 | 0 | 0 | 1.0021 | 0 | 1.1853 | 3.6402 | 0 | 0 | 0 | 0 | 0 | 0 | 5.8249 | 5.8249 | 1.0021 | 0
98 | 3.52 | 0.41181 | 0.35 | 0.35 | 0.35 | 0 | 0 | 0 | 0 | 0 | 0 | 0.36251 | 1.2485 | 0 | 0.36251 | 1.611 | 1.611 | -0.0027334 | 0 | 0.0027334 | 0 | 0 | 1.0021 | 0 | 1.2485 | 3.7451 | 0 | 0 | 0.63965 | 0 | 0 | 0 | 5.993 | 6.6326 | 1.0021 | 0
99 | 3.36 | 0.41982 | 0.35 | 0.35 | 0.35 | 0 | 0 | 0 | 0 | 0 | 0 | 0.39612 | 1.2782 | 0 | 0.39612 | 1.6743 | 1.6743 | -0.0027334 | 0 | 0.0027334 | 0 | 0 | 1.0021 | 0 | 1.2782 | 3.7923 | 0 | 0 | 0 | 0 | 0 | 0 | 6.0698 | 6.0698 | 1.0021 | 0
100 | 2.85 | 0.41648 | 0.35 | 0.35 | 0.35 | 0 | 0 | 0 | 0 | 0 | 0 | 0.49496 | 1.3754 | 0 | 0.49496 | 1.8703 | 1.8703 | 0 | 0 | 0 | 0 | 0 | 1.0021 | 0 | 1.3754 | 3.9372 | 0 | 0 | 0 | 0 | 0 | 0 | 6.3147 | 6.3147 | 1.0021 | 0
101 | 2.61 | 0.42422 | 0.35 | 0.35 | 0.35 | 0 | 0 | 0 | 0 | 0.097075 | -1.695e-09 | 0.44068 | 1.2354 | 0 | 0.53775 | 1.7731 | 1.7731 | 0 | 0 | 0 | 0 | 0 | 1.1883 | 0 | 1.2354 | 3.4758 | 0 | 0 | 0 | 0.53045 | 0 | 0 | 6.4299 | 6.4299 | 1.1883 | 0
102 | 3.96 | 0.40709 | 0.35 | 0.35 | 0.35 | 0 | 0 | 0 | 0 | 0.75249 | -5.6401e-08 | -1.6653e-16 | 1.0511 | 0 | 0.34254 | 1.8036 | 1.8036 | 0 | 0 | 0 | 0 | 0 | 1.7273 | 0 | 1.4611 | 4.5141 | 0 | 0 | 0 | 0 | 0 | 0 | 7.7025 | 7.7025 | 1.7273 | 0
103 | 5.67 | 0.36751 | 0.35 | 0.35 | 0.35 | 0 | 0 | 0 | 0 | 2.99 | -6.1095e-08 | 0.77411 | 0.63912 | 7.01 | 0.77411 | 1.4132 | 11.4132 | -0.031523 | 0 | 0.031523 | 0 | 0 | 4.0757 | 0 | 0.63912 | 2.1981 | 0 | 0 | 7.6758 | 0 | 0 | 0 | 6.8813 | 14.5571 | 4.0757 | 0
104 | 7.63 | 0.32124 | 0.35 | 0.35 | 0.35 | 0 | 0 | 0 | 0 | 5.0116 | -5.2154e-08 | -3.3307e-16 | 0 | 0 | 0.72932 | 5.0116 | 5.0116 | 0 | 0 | 0 | 0 | 0 | 5.9094 | 0 | 3.0783 | 5.6703 | 0 | 1.0836 | 1.3617 | 0.030741 | 0 | 0 | 5.9401 | 17.134 | 5.9094 | 0
105 | 9.36 | 0.27031 | 0.35 | 0.35 | 0.35 | -6.5643 | 6.5643 | 0 | 0 | 7.1843 | -9.8944e-08 | -3.3307e-16 | 0 | 0 | 0.42542 | 0.62008 | 0.62008 | -1.2032 | 0 | 0 | 0 | 1.2032 | 6.3126 | 0 | 0.19466 | 0.38102 | 0 | 0 | 0 | 0 | 0 | 0 | 5.1094 | 5.6851 | 6.3126 | 0
106 | 10.72 | 0.25116 | 0.35 | 0.35 | 0.35 | -9.9243 | 9.9243 | 0 | 0 | 11.3387 | 4.1246e-07 | -6.6613e-16 | 0 | 0 | 1.4144 | 1.4144 | 1.4144 | -2.6137 | 0 | 0 | 0 | 2.6137 | 7.07 | 0 | 0 | 0 | 0 | 0 | 0 | 0 | 0 | 0 | 4.4563 | 4.4563 | 7.07 | 0
107 | 12.4 | 0.23896 | 0.35 | 0.35 | 0.35 | -12.3209 | 12.3209 | 0 | 0 | 12.823 | -1.1337e-06 | -3.3307e-16 | 0 | 0 | 0.5021 | 0.5021 | 0.5021 | -2.4124 | 0 | 0 | 0 | 2.4124 | 6.0619 | 0 | 0 | 0 | 0 | 0 | 0 | 0 | 0 | 0 | 3.6496 | 3.6496 | 6.0619 | 0
108 | 13.8 | 0.23079 | 0.35 | 0.35 | 0.35 | -12.9429 | 12.9429 | 0 | 0 | 13.8157 | -4.0293e-07 | -3.3307e-16 | 0 | 0 | 0.42238 | 0.87283 | 0.87283 | -1.846 | 0 | 0 | 0 | 1.846 | 4.8233 | 0 | 0.45046 | 1.0207 | 0 | 0 | 0 | 0 | 0 | 0 | 2.9773 | 4.4485 | 4.8233 | 0
109 | 15.18 | 0.23185 | 0.35 | 0.35 | 0.35 | -13.4543 | 13.4543 | 0 | 0 | 14.2305 | -3.6597e-07 | -6.6613e-16 | 0 | 0 | 0.77628 | 0.77628 | 0.77628 | -1.7965 | 0 | 0 | 0 | 1.7965 | 4.1111 | 0 | 0 | 0 | 0 | 0 | 0 | 0 | 0 | 0 | 2.3146 | 2.3146 | 4.1111 | 0
110 | 15.88 | 0.24695 | 0.35 | 0.35 | 0.35 | -10.4694 | 0 | 10.4694 | 0 | 13.5423 | -2.8253e-07 | -3.3307e-16 | 0 | 0 | 0.41007 | 3.0729 | 3.0729 | -11.0723 | 9.0847 | 0 | 0 | 1.9876 | 3.9661 | 0 | 2.6629 | 6.4218 | 0 | 0 | 0 | 0 | 0 | 0 | 1.9784 | 1.9784 | 3.9661 | 0
111 | 16.23 | 0.29029 | 0.35 | 0.35 | 0.35 | -9.7534 | 8.5364 | 1.2169 | 0 | 11.5171 | -3.6359e-07 | -1.6653e-16 | 0 | 0 | 0.3659 | 1.7638 | 1.7638 | -5.1074 | 0.77827 | 0 | 2.4259 | 1.9033 | 3.7136 | 0 | 1.3979 | 3.4054 | 0 | 0 | 0 | 0 | 0 | 0 | 1.8104 | 3.4095 | 3.7136 | 0
112 | 16.19 | 0.37975 | 0.35 | 0.35 | 0.35 | -4.3877 | 0 | 4.3877 | 0 | 7.8412 | -1.514e-07 | -3.3307e-16 | 0 | 0 | 0.69419 | 3.4535 | 3.4535 | -11.2567 | 5.5319 | 0 | 0.012129 | 5.7127 | 3.0892 | 0 | 2.7593 | 8.709 | 0 | 0 | 0 | 0 | 0 | 0 | 1.8296 | 3.3008 | 3.0892 | 0
113 | 15.17 | 0.43077 | 0.35 | 0.35 | 0.35 | -2.6509 | 0 | 2.6509 | 0 | 4.1885 | -1.7136e-07 | -6.6613e-16 | 0 | 0 | 1.11 | 1.5376 | 1.5376 | -0.34697 | 0 | 0 | 0.012129 | 0.33484 | 2.1632 | 0 | 0.42763 | 1.2269 | 0 | 0 | 0 | 0 | 0 | 0 | 2.3194 | 3.4708 | 2.1632 | 0
114 | 13.06 | 0.42603 | 0.35 | 0.35 | 0.35 | 0 | 0 | 0 | 5.2803 | 0 | 0 | -6.6613e-16 | 0 | 0 | 0.85471 | 1.2703 | 5.2803 | -0.0027334 | 0 | 0.0027334 | 0 | 0 | 1.0021 | 0 | 0.41563 | 1.9176 | 0 | 0 | 1.7271 | 0 | 0 | 0 | 3.3326 | 5.0597 | 1.0021 | 0
115 | 11.79 | 0.40074 | 0.35 | 0.35 | 0.35 | 0 | 0 | 0 | 1.8749 | 0 | 0 | -6.6613e-16 | 0 | 0 | 1.3267 | 1.8749 | 1.8749 | -0.0027334 | 0 | 0.0027334 | 0 | 0 | 1.0021 | 0 | 0.54824 | 2.3949 | 0 | 0 | 0 | 0 | 0 | 0 | 3.9425 | 3.9425 | 1.0021 | 0
116 | 11.05 | 0.38755 | 0.35 | 0.35 | 0.35 | 0 | 0 | 0 | 1.6273 | 0 | 0 | -6.6613e-16 | 0 | 0 | 1.2912 | 1.6273 | 1.6273 | -0.0027334 | 0 | 0.0027334 | 0 | 0 | 1.0021 | 0 | 0.33612 | 1.4202 | 0 | 0 | 1.791 | 0 | 0 | 1.5422 | 4.2978 | 6.0888 | 1.0021 | 0
117 | 9.37 | 0.3787 | 0.35 | 0.35 | 0.35 | 0 | 0 | 0 | 0.84485 | 0 | 0 | -6.6613e-16 | 0 | 0 | 0.84485 | 0.84485 | 0.84485 | 0 | 0 | 0 | 0 | 0 | 1.0021 | 0 | 0 | 0 | 0 | 0 | 1.1514 | 0 | 0 | 4.1025 | 5.1046 | 6.2559 | 1.0021 | 0
118 | 9.81 | 0.38629 | 0.35 | 0.35 | 0.35 | 0 | 0 | 0 | 0.98699 | 0 | 0 | -6.6613e-16 | 0 | 0 | 0.98699 | 0.98699 | 0.98699 | 0 | 0 | 0 | 0 | 0 | 1.0021 | 0 | 0 | 0 | 0 | 0 | 0.51172 | 0 | 0 | 3.8912 | 4.8933 | 5.405 | 1.0021 | 0
119 | 9.15 | 0.38198 | 0.35 | 0.35 | 0.35 | 0 | 0 | 0 | 0.51491 | 0 | 0 | -3.3307e-16 | 0 | 0 | 0.51491 | 0.51491 | 0.51491 | 0 | 0 | 0 | 0 | 0 | 1.0021 | 0 | 0 | 0 | 0 | 0 | 0 | 0 | 0 | 4.2081 | 5.2102 | 5.2102 | 1.0021 | 0
120 | 7.94 | 0.37621 | 0.35 | 0.35 | 0.35 | 0 | 0 | 0 | 1.5377 | 0 | 0 | -3.3307e-16 | 0 | 0 | 0.5739 | 1.5377 | 1.5377 | -0.034107 | 0 | 0.034107 | 0 | 0 | 1.0021 | 0 | 0.96383 | 3.8595 | 0 | 0 | 0 | 0 | 0 | 0 | 5.7913 | 5.7913 | 1.0021 | 0
121 | 6.99 | 0.37633 | 0.35 | 0.35 | 0.35 | 0 | 0 | 0 | 1.2399 | 0 | 0 | -3.3307e-16 | 0 | 0 | 0.56817 | 1.2399 | 1.2399 | -0.0025967 | 0 | 0.0025967 | 0 | 0 | 1.0021 | 0 | 0.6717 | 2.6555 | 0 | 0 | 0 | 0 | 0 | 0 | 4.3266 | 4.3266 | 1.0021 | 0
122 | 6.7 | 0.37993 | 0.35 | 0.35 | 0.35 | 0 | 0 | 0 | 1.4705 | 0 | 0 | -6.6613e-16 | 0 | 0 | 0.76148 | 1.4705 | 1.4705 | -0.0025967 | 0 | 0.0025967 | 0 | 0 | 1.0021 | 0 | 0.70904 | 2.7574 | 0 | 0 | 0 | 0 | 0 | 0 | 4.4659 | 4.4659 | 1.0021 | 0
123 | 6.23 | 0.3844 | 0.35 | 0.35 | 0.35 | 0 | 0 | 0 | 1.6563 | 0 | 0 | -6.6613e-16 | 0 | 0 | 0.88462 | 1.6563 | 1.6563 | -0.0025967 | 0 | 0.0025967 | 0 | 0 | 1.0021 | 0 | 0.77169 | 2.9204 | 0 | 0 | 0 | 0 | 0 | 0 | 4.6916 | 4.6916 | 1.0021 | 0
124 | 5.37 | 0.37872 | 0.35 | 0.35 | 0.35 | 0 | 0 | 0 | 0 | 0 | 0 | 0.81899 | 0.5924 | 0 | 0.81899 | 1.4114 | 1.4114 | 0 | 0 | 0 | 0 | 0 | 1.0021 | 0 | 0.5924 | 2.1287 | 0 | 0 | 0.44776 | 0 | 1.3814 | 0 | 5.1046 | 5.5523 | 1.0021 | 0
125 | 3.88 | 0.36505 | 0.35 | 0.35 | 0.35 | 0 | 0 | 0 | 0 | 1.328 | 7.093e-08 | 0.11458 | 0 | 0 | 1.4426 | 1.4426 | 1.4426 | 0 | 0 | 0 | 0 | 0 | 4.908 | 0 | 0 | 0 | 0 | 0 | 0 | 0.047766 | 0.86429 | 0 | 5.8201 | 5.8201 | 4.908 | 0
126 | 6.79 | 0.34399 | 0.35 | 0.35 | 0.35 | 0 | 0 | 0 | 0 | 2.2426 | -1.4484e-07 | -3.3307e-16 | 0 | 0 | 0.72666 | 0.75799 | 2.2426 | 0 | 0 | 0 | 0 | 0 | 6.1897 | 0 | 0.031329 | 0.12246 | 0 | 0 | 0 | 0 | 0 | 0 | 6.3435 | 6.3435 | 6.1897 | 0
127 | 10.53 | 0.31002 | 0.35 | 0.35 | 0.35 | 0 | 0 | 0 | 0 | 2.6293 | -7.0035e-08 | 0.60587 | 0 | 1.8762 | 0.60587 | 0.60587 | 5.1113 | -3.1157 | 0 | 0 | 0 | 3.1157 | 7.6632 | 0 | 0 | 0 | 0 | 0 | 8.5713 | 0 | 0 | 0 | 4.5475 | 13.1188 | 7.6632 | 0
128 | 13.45 | 0.26503 | 0.35 | 0.35 | 0.35 | -3.1944 | 3.1944 | 0 | 0 | 4.6769 | -1.8775e-07 | -3.3307e-16 | 0 | 0 | 0.7326 | 1.4825 | 1.4825 | -4.8532 | 0 | 0 | 0 | 4.8532 | 7.9986 | 0 | 0.74986 | 1.6808 | 0 | 0 | 0 | 0 | 0 | 0 | 3.1453 | 5.576 | 7.9986 | 0
129 | 15.85 | 0.23286 | 0.35 | 0.35 | 0.35 | -6.031 | 6.031 | 0 | 0 | 8.153 | -9.5367e-08 | -1.3323e-15 | 0 | 0 | 2.0094 | 2.122 | 2.122 | 0 | 0 | 0 | 0 | 0 | 1.9928 | 0 | 0.11256 | 0.27123 | 0 | 0 | 0 | 0 | 0 | 0 | 1.9928 | 2.3766 | 7.3981 | 0
130 | 17.52 | 0.22467 | 0.35 | 0.35 | 0.35 | -10.4685 | 10.4685 | 0 | 0 | 11.0494 | -1.1325e-06 | -3.3307e-16 | 0 | 0 | 0.58091 | 0.58091 | 0.58091 | 0 | 0 | 0 | 0 | 0 | 1.1909 | 0 | 0 | 0 | 0 | 0 | 0 | 0 | 0 | 0 | 1.1909 | 1.1909 | 7.058 | 0
131 | 18.68 | 0.21939 | 0.35 | 0.35 | 0.35 | -11.2291 | 11.2291 | 0 | 0 | 12.5215 | -7.1645e-07 | -6.6613e-16 | 0 | 0 | 0.93778 | 1.2924 | 1.2924 | -5.4511 | 0 | 0 | 0 | 5.4511 | 6.085 | 0 | 0.35461 | 0.92469 | 0 | 0 | 0 | 0 | 0 | 0 | 0.63387 | 1.9132 | 6.085 | 0
132 | 19.4 | 0.22598 | 0.35 | 0.35 | 0.35 | -12.2036 | 12.2036 | 0 | 0 | 12.8853 | 1.1849e-06 | -3.3307e-16 | 0 | 0 | 0.6817 | 0.6817 | 0.6817 | 0 | 0 | 0 | 0 | 0 | -1.2356 | 0 | 0 | 0 | 0 | 0 | 0 | 0 | 0 | 1.5237 | 0.28812 | 0.28812 | 5.016 | 0
133 | 19.76 | 0.23542 | 0.35 | 0.35 | 0.35 | -11.8977 | 11.8933 | 0.0043842 | 0 | 13.5203 | 1.0014e-07 | -3.3307e-16 | 0 | 0 | 0.6346 | 1.6226 | 1.6226 | -6.6725 | 0.0027079 | 0 | 2.5489 | 4.1209 | 4.2362 | 0 | 0.98799 | 2.651 | 0 | 0 | 0 | 0 | 0 | 0 | 0.11525 | 1.2027 | 4.2362 | 0
134 | 19.9 | 0.27196 | 0.35 | 0.35 | 0.35 | -7.7182 | 0 | 7.7182 | 0 | 12.5697 | -4.4107e-08 | -6.6613e-16 | 0 | 0 | 1.4837 | 4.8515 | 4.8515 | -16.4703 | 12.4245 | 0 | 0.012744 | 4.0331 | 4.0811 | 0 | 3.3678 | 9.0694 | 0 | 0 | 0 | 0 | 0 | 0 | 0.048021 | 0.048021 | 4.0811 | 0
135 | 19.66 | 0.33157 | 0.35 | 0.35 | 0.35 | -6.219 | 0 | 6.219 | 0 | 10.4136 | -3.314e-07 | -6.6613e-16 | 0 | 0 | 0.83115 | 4.1946 | 4.1946 | -10.6526 | 10.3051 | 0 | 0.012744 | 0.33484 | 0.49811 | 0 | 3.3634 | 9.0012 | 0 | 0 | 0 | 0 | 0 | 0 | 0.16327 | 2.2101 | 3.7784 | 0
136 | 19.12 | 0.38139 | 0.35 | 0.35 | 0.35 | -4.1233 | 0 | 4.1233 | 0 | 6.364 | -4.5121e-07 | -1.3323e-15 | 0 | 0 | 1.5691 | 2.2407 | 2.2407 | -0.34758 | 0 | 0 | 0.012744 | 0.33484 | 0.75742 | 0 | 0.67156 | 1.7719 | 0 | 0 | 0 | 0 | 0 | 0 | 0.42258 | 2.8532 | 3.017 | 0
137 | 17.74 | 0.39909 | 0.35 | 0.35 | 0.35 | -0.66293 | 0 | 0.66293 | 0 | 1.5173 | 6.8545e-08 | -6.6613e-16 | 0 | 0 | 0.85075 | 0.85435 | 0.85435 | -0.34758 | 0 | 0 | 0.012744 | 0.33484 | 1.4201 | 0 | 0.0035982 | 0.009146 | 0 | 0 | 1.1514 | 0 | 0 | 0 | 1.0853 | 2.2366 | 1.7411 | 0
138 | 15.75 | 0.40009 | 0.35 | 0.35 | 0.35 | 0 | 0 | 0 | 10.4694 | 0 | 0 | -6.6613e-16 | 0.15949 | 0.86291 | 1.3323 | 1.4918 | 11.4918 | -0.0025967 | 0 | 0.0025967 | 0 | 0 | 1.0021 | 0 | 0.15949 | 0.88189 | 0 | 0 | 0.57569 | 0 | 0 | 0 | 2.0409 | 2.6166 | 1.0021 | 0
139 | 14.64 | 0.40397 | 0.35 | 0.35 | 0.35 | 0 | 0 | 0 | 2.2508 | 0 | 0 | -1.3323e-15 | 0 | 0 | 1.9991 | 2.2508 | 2.2508 | -0.0025967 | 0 | 0.0025967 | 0 | 0 | 1.0021 | 0 | 0.25168 | 1.3227 | 0 | 0 | 1.0234 | 0 | 0 | 0 | 2.5739 | 3.5973 | 1.0021 | 0
140 | 12.03 | 0.42188 | 0.35 | 0.35 | 0.35 | 0 | 0 | 0 | 2.2081 | 0 | 0 | -1.3323e-15 | 0 | 0 | 2.2077 | 2.2081 | 2.2081 | -0.0025967 | 0 | 0.0025967 | 0 | 0 | 1.0021 | 0 | 0.00046272 | 0.002134 | 0 | 0 | 1.7271 | 0 | 0 | 2.8251 | 3.8272 | 5.5543 | 1.0021 | 0
141 | 10.96 | 0.43188 | 0.35 | 0.35 | 0.35 | 0 | 0 | 0 | 1.7804 | 0 | 0 | -1.3323e-15 | 0 | 0 | 1.7804 | 1.7804 | 1.7804 | 0 | 0 | 0 | 0 | 0 | 1.0021 | 0 | 0 | 0 | 0 | 0 | 1.4712 | 0 | 0 | 3.339 | 4.341 | 5.8122 | 1.0021 | 0
142 | 10.61 | 0.4149 | 0.35 | 0.35 | 0.35 | 0 | 0 | 0 | 0.416 | 0 | 0 | 0.92428 | 0 | 0 | 1.3403 | 1.3403 | 1.3403 | 0 | 0 | 0 | 0 | 0 | 1.0021 | 0 | 0 | 0 | 0 | 0 | 0.57569 | 0 | 0 | 3.507 | 4.5091 | 5.0848 | 1.0021 | 0
143 | 9.97 | 0.4016 | 0.35 | 0.35 | 0.35 | 0 | 0 | 0 | 0 | 0 | 0 | 1.1838 | 0 | 0 | 1.1838 | 1.1838 | 1.1838 | 0 | 0 | 0 | 0 | 0 | 1.0021 | 0 | 0 | 0 | 0 | 0 | 0 | 0 | 0 | 3.8144 | 4.8165 | 4.8165 | 1.0021 | 0
144 | 9.56 | 0.39298 | 0.35 | 0.35 | 0.35 | 0 | 0 | 0 | 0 | 0 | 0 | 0.53183 | 0.24614 | 0 | 0.53183 | 0.77797 | 0.77797 | 0 | 0 | 0 | 0 | 0 | 1.0021 | 0 | 0.24614 | 1.0584 | 0 | 0 | 0 | 0.0074461 | 2.412 | 0.28725 | 5.0133 | 5.0133 | 1.0021 | 0
145 | 9.24 | 0.39792 | 0.35 | 0.35 | 0.35 | 0 | 0 | 0 | 0 | 0 | 0 | 0.48611 | 0.42341 | 0 | 0.48611 | 0.90952 | 0.90952 | 0 | 0 | 0 | 0 | 0 | 1.0021 | 0 | 0.42341 | 1.8207 | 0 | 0 | 0 | 0 | 0 | 0 | 3.2462 | 3.2462 | 1.0021 | 0
146 | 9.03 | 0.40217 | 0.35 | 0.35 | 0.35 | 0 | 0 | 0 | 0 | 0 | 0 | 0.51341 | 0.44244 | 0 | 0.51341 | 0.95585 | 0.95585 | 0 | 0 | 0 | 0 | 0 | 1.0021 | 0 | 0.44244 | 1.9025 | 0 | 0 | 0 | 0 | 0 | 0 | 3.347 | 3.347 | 1.0021 | 0
147 | 8.81 | 0.40708 | 0.35 | 0.35 | 0.35 | 0 | 0 | 0 | 0 | 0 | 0 | 0.55469 | 0.46237 | 0 | 0.55469 | 1.0171 | 1.0171 | 0 | 0 | 0 | 0 | 0 | 1.0021 | 0 | 0.46237 | 1.9882 | 0 | 0 | 0 | 0 | 0 | 0 | 3.4527 | 3.4527 | 1.0021 | 0
148 | 8.54 | 0.41501 | 0.35 | 0.35 | 0.35 | 0 | 0 | 0 | 0 | 0 | 0 | 0.71689 | 0.48684 | 0 | 0.71689 | 1.2037 | 1.2037 | 0 | 0 | 0 | 0 | 0 | 1.0021 | 0 | 0.48684 | 2.0934 | 0 | 0 | 0 | 0 | 0 | 0 | 3.5823 | 3.5823 | 1.0021 | 0
149 | 9.05 | 0.40616 | 0.35 | 0.35 | 0.35 | 0 | 0 | 0 | 0 | 0.083851 | -4.7311e-09 | 0.89822 | 0.32349 | 0 | 0.89822 | 1.3056 | 1.3056 | 0 | 0 | 0 | 0 | 0 | 1.1785 | 0 | 0.40734 | 1.7516 | 0 | 0 | 0 | 0 | 0 | 0 | 3.3374 | 3.3374 | 1.1785 | 0
150 | 9.97 | 0.363 | 0.35 | 0.35 | 0.35 | 0 | 0 | 0 | 0 | 0.43293 | -2.0862e-08 | 0.22948 | 0.62722 | 0 | 0.66241 | 1.2896 | 1.2896 | 0 | 0 | 0 | 0 | 0 | 1.4922 | 0 | 0.62722 | 2.6971 | 0 | 0 | 0 | 0 | 0 | 0 | 4.8165 | 4.8165 | 1.4922 | 0
151 | 10.46 | 0.31562 | 0.35 | 0.35 | 0.35 | 0 | 0 | 0 | 0 | 0.80606 | -2.1756e-08 | -3.3307e-16 | 0.2576 | 0 | 0.54943 | 1.0637 | 1.0637 | 0 | 0 | 0 | 0 | 0 | 1.7863 | 0 | 0.51424 | 2.2806 | 0 | 0 | 12.2173 | 0 | 0 | 0 | 4.5811 | 16.7985 | 1.7863 | 0
152 | 10.93 | 0.28537 | 0.35 | 0.35 | 0.35 | -1.7554 | 1.7554 | 0 | 0 | 2.6344 | -1.6391e-08 | -3.3307e-16 | 0 | 0 | 0.62758 | 0.87901 | 0.87901 | 0 | 0 | 0 | 0 | 0 | 2.9543 | 0 | 0.25143 | 1.1497 | 0 | 0 | 1.1514 | 0 | 0 | 0 | 4.3555 | 5.5068 | 2.9543 | 0
153 | 11.47 | 0.25031 | 0.35 | 0.35 | 0.35 | -4.2536 | 4.2536 | 0 | 0 | 5.053 | 1.651e-07 | -6.6613e-16 | 0 | 0 | 0.79938 | 0.79938 | 0.79938 | -0.51462 | 0 | 0 | 0 | 0.51462 | 4.6108 | 0 | 0 | 0 | 0 | 0 | 0.44776 | 0 | 0 | 0 | 4.0961 | 4.5439 | 4.6108 | 0
154 | 13.09 | 0.2398 | 0.35 | 0.35 | 0.35 | -4.232 | 4.232 | 0 | 0 | 4.8469 | -6.4671e-08 | -3.3307e-16 | 0 | 0 | 0.61495 | 0.61495 | 0.61495 | -1.1816 | 0 | 0 | 0 | 1.1816 | 4.4998 | 0 | 0 | 0 | 0 | 0 | 0.51172 | 0 | 0 | 0 | 3.3182 | 3.8299 | 4.4998 | 0
155 | 14.66 | 0.22923 | 0.35 | 0.35 | 0.35 | -11.1452 | 11.1452 | 0 | 0 | 11.9397 | -1.1909e-06 | -3.3307e-16 | 0 | 0 | 0.64072 | 0.79457 | 0.79457 | -3.5703 | 0 | 0 | 0 | 3.5703 | 6.1346 | 0 | 0.15385 | 0.35787 | 0 | 0 | 0 | 0 | 0 | 0 | 2.5643 | 3.076 | 6.1346 | 0
156 | 15.31 | 0.23218 | 0.35 | 0.35 | 0.35 | -8.9072 | 8.9072 | 0 | 0 | 11.059 | -8.3327e-07 | -3.3307e-16 | 0 | 0 | 0.63408 | 2.1518 | 2.1518 | -3.1728 | 0 | 0 | 0 | 3.1728 | 5.4249 | 0 | 1.5177 | 3.5995 | 0 | 0 | 0 | 0 | 0 | 0 | 2.2522 | 7.3694 | 5.4249 | 0
157 | 15.84 | 0.23821 | 0.35 | 0.35 | 0.35 | -7.3967 | 4.8277 | 2.569 | 0 | 8.3993 | 8.3447e-08 | -6.6613e-16 | 0 | 0 | 1.0026 | 1.0026 | 1.0026 | -2.9028 | 0 | 0 | 0 | 2.9028 | 4.9004 | 0 | 0 | 0 | 0 | 0 | 0 | 0 | 0 | 0 | 1.9977 | 1.9977 | 4.9004 | 0
158 | 15.89 | 0.26949 | 0.35 | 0.35 | 0.35 | -5.6672 | 0 | 5.6672 | 0 | 6.3245 | -2.7359e-07 | -3.3307e-16 | 0 | 0 | 0.65726 | 0.65726 | 0.65726 | -2.15 | 0 | 0 | 0 | 2.15 | 4.1236 | 0 | 0 | 0 | 0 | 0 | 0 | 0 | 0 | 0 | 1.9736 | 1.9736 | 4.1236 | 0
159 | 16.03 | 0.35349 | 0.35 | 0.35 | 0.35 | 0 | 0 | 0 | 0 | 1.1799 | -4.1351e-08 | -6.6613e-16 | 0 | 0 | 0.86877 | 1.1799 | 1.1799 | -0.68972 | 0.20685 | 0.451 | 0 | 0.031869 | 1.9383 | 0 | 0.31117 | 0.98634 | 0 | 0 | 0 | 0 | 0 | 0 | 1.9064 | 2.5461 | 1.9383 | 0
160 | 15.83 | 0.42439 | 0.35 | 0.35 | 0.35 | -4.2919 | 0 | 4.2919 | 0 | 7.7086 | 4.828e-08 | -6.6613e-16 | 0 | 0 | 1.0516 | 3.4167 | 3.4167 | -11.0618 | 5.1138 | 0.002255 | 0 | 5.9458 | 3.0731 | 0 | 2.3651 | 8.2017 | 0 | 0 | 0 | 0 | 0 | 0 | 2.0025 | 2.5781 | 3.0731 | 0
161 | 15.06 | 0.4332 | 0.35 | 0.35 | 0.35 | -0.88403 | 0 | 0.88403 | 0 | 1.6088 | -1.0014e-07 | -3.3307e-16 | 0 | 0 | 0.6178 | 0.72478 | 0.72478 | -0.11985 | 0 | 0.002255 | 0 | 0.11759 | 1.7663 | 0 | 0.10698 | 0.6188 | 0 | 0 | 0 | 0 | 0 | 0 | 2.3722 | 2.3722 | 1.7663 | 0
162 | 13.64 | 0.42029 | 0.35 | 0.35 | 0.35 | 0 | 0 | 0 | 1.3431 | 0 | 0 | -6.6613e-16 | 0 | 0 | 1.0205 | 1.3431 | 1.3431 | -0.002255 | 0 | 0.002255 | 0 | 0 | 1.0021 | 0 | 0.32261 | 1.7317 | 0 | 0 | 0.95947 | 0 | 0 | 0 | 3.0541 | 4.0136 | 1.0021 | 0
163 | 12.08 | 0.4089 | 0.35 | 0.35 | 0.35 | 0 | 0 | 0 | 2.5651 | 0 | 0 | -1.3323e-15 | 0 | 0 | 2.0907 | 2.5651 | 2.5651 | -0.002255 | 0 | 0.002255 | 0 | 0 | 1.0021 | 0 | 0.47434 | 2.3291 | 0 | 0 | 1.0874 | 0 | 0 | 0 | 3.8032 | 4.8906 | 1.0021 | 0
164 | 11.21 | 0.39119 | 0.35 | 0.35 | 0.35 | 0 | 0 | 0 | 2.2323 | 0 | 0 | -1.3323e-15 | 0 | 0 | 2.2319 | 2.2323 | 2.2323 | -0.002255 | 0 | 0.002255 | 0 | 0 | 1.0021 | 0 | 0.00039877 | 0.0018562 | 0 | 0 | 1.4712 | 0 | 0 | 3.2189 | 4.221 | 5.6922 | 1.0021 | 0
165 | 10.8 | 0.36218 | 0.35 | 0.35 | 0.35 | 0 | 0 | 0 | 1.5106 | 0 | 0 | -1.3323e-15 | 0 | 0 | 1.5106 | 1.5106 | 1.5106 | 0 | 0 | 0 | 0 | 0 | 1.0021 | 0 | 0 | 0 | 0 | 0 | 1.5991 | 0 | 0 | 3.4158 | 4.4179 | 6.017 | 1.0021 | 0
166 | 10.44 | 0.3472 | 0.35 | 0.35 | 0.35 | 0 | 0 | 0 | 2.289 | 0 | 0 | -1.3323e-15 | 0 | 0 | 2.289 | 2.289 | 2.289 | 0 | 0 | 0 | 0 | 0 | 1.0021 | 0 | 0 | 0 | 0 | 0 | 0 | 0 | 0 | 3.5887 | 4.5908 | 4.5908 | 1.0021 | 0
167 | 9.88 | 0.32984 | 0.35 | 0.35 | 0.35 | 0 | 0 | 0 | 2.2735 | 0 | 0 | -1.3323e-15 | 0 | 0 | 2.2735 | 2.2735 | 2.2735 | 0 | 0 | 0 | 0 | 0 | 1.0021 | 0 | 0 | 0 | 0 | 0 | 0 | 0.43543 | 0 | 3.4222 | 4.8597 | 4.8597 | 1.0021 | 0

## Refurbished_ts_plot_winter
| Temp. air in °C | CO2 eq. [kg/kWh] | elec. price household [€/kWh] | elec. price heating [€/kWh] | elec. price e-mob. [€/kWh] | Helper variable: neg. sum el | Feed-in | Battery-charge | Battery-discharge | PV | PV curtailed | Grid-demand | Grid-heatpump | Grid-eMob | El. Demand | El. Demand with heating / AC | Total El. Demand incl. EV charging | Helper variable: neg. sum th | Dhw-storage-charge | Buffer-storage-charge | Buffer-storage-charge-HT | Th. inertia-charge | Heat gains used | Solar-thermal | Heatpump-el | Heatpump-ambient heat | Gas boiler | Direct el. heater | Dhw-storage-discharge | Buffer-storage-discharge | Buffer-storage-discharge-HT | Th. inertia-discharge | Roomheat Demand | Th. Demand | Heat gains | Qmax solar-thermal
0 | -6.23 | 0.29876 | 0.35 | 0.35 | 0.35 | 0 | 0 | 0 | 0 | 0 | 0 | 0.93539 | 4.6489 | 0 | 0.93539 | 5.5843 | 5.5843 | -0.029713 | 0.029713 | 0 | 0 | 0 | 1.0021 | 0 | 4.6489 | 6.9745 | 0 | 0 | 0 | 0 | 0 | 0 | 12.5958 | 12.5958 | 1.0021 | 0
1 | -6.13 | 0.29809 | 0.35 | 0.35 | 0.35 | 0 | 0 | 0 | 0 | 0 | 0 | 0.58565 | 4.6276 | 0 | 0.58565 | 5.2133 | 5.2133 | -1.6895 | 1.6895 | 0 | 0 | 0 | 1.0021 | 0 | 4.6276 | 6.6867 | 0 | 0 | 0 | 0 | 0 | 0 | 10.6269 | 10.6269 | 1.0021 | 0
2 | -6.36 | 0.30072 | 0.35 | 0.35 | 0.35 | 0 | 0 | 0 | 0 | 0 | 0 | 0.54864 | 4.7011 | 0 | 0.54864 | 5.2497 | 5.2497 | -1.6931 | 1.6931 | 0 | 0 | 0 | 1.0021 | 0 | 4.7011 | 6.7274 | 0 | 0 | 0 | 0 | 0 | 0 | 10.7374 | 10.7374 | 1.0021 | 0
3 | -7.39 | 0.31648 | 0.35 | 0.35 | 0.35 | 0 | 0 | 0 | 0 | 0 | 0 | 0.58366 | 4.8923 | 0 | 0.58366 | 5.4759 | 5.4759 | -1.5207 | 0.85103 | 0.66967 | 0 | 0 | 1.0021 | 0 | 4.8923 | 6.8583 | 0 | 0 | 0 | 0 | 0 | 0 | 11.232 | 11.232 | 1.0021 | 0
4 | -6.98 | 0.32539 | 0.35 | 0.35 | 0.35 | 0 | 0 | 0 | 0 | 0 | 0 | 0.53379 | 4.9036 | 0 | 0.53379 | 5.4374 | 5.4374 | -1.7037 | 1.7004 | 0.0033484 | 0 | 0 | 1.0021 | 0 | 4.9036 | 6.8331 | 0 | 0 | 0 | 0 | 0 | 0 | 11.0351 | 11.0351 | 1.0021 | 0
5 | -4.58 | 0.32575 | 0.35 | 0.35 | 0.35 | 0 | 0 | 0 | 0 | 0 | 0 | 0.52968 | 4.1553 | 0 | 0.52968 | 4.685 | 4.685 | -0.96269 | 0.95935 | 0.0033484 | 0 | 0 | 1.0021 | 0 | 4.1553 | 6.3915 | 0 | 0 | 0 | 0 | 0 | 0 | 9.8826 | 10.5862 | 1.0021 | 0
6 | -2.36 | 0.32848 | 0.35 | 0.35 | 0.35 | 0 | 0 | 0 | 0 | 0 | 0 | 0.65616 | 3.488 | 0 | 0.65616 | 4.1441 | 4.1441 | 0 | 0 | 0 | 0 | 0 | 1.0021 | 0 | 3.488 | 6.1365 | 0 | 0 | 0 | 0.11086 | 0 | 0 | 10.7374 | 10.7374 | 1.0021 | 0
7 | -1.92 | 0.3372 | 0.35 | 0.35 | 0.35 | 0 | 0 | 0 | 0 | 0.059721 | -2.9523e-09 | 0.87298 | 9.9532 | 0 | 0.87298 | 10.8859 | 10.8859 | 0 | 0 | 0 | 0 | 0 | 1.2196 | 0 | 3.3901 | 5.9498 | 0 | 5.9606 | 6.6434 | 0.53949 | 0 | 0 | 10.5261 | 23.7029 | 1.2196 | 0
8 | -0.72 | 0.3301 | 0.35 | 0.35 | 0.35 | 0 | 0 | 0 | 0 | 1.1571 | 8.7917e-09 | -3.3307e-16 | 2.4998 | 0 | 0.54373 | 3.657 | 3.657 | -0.74911 | 0.079435 | 0.66967 | 0 | 0 | 3.1727 | 0 | 3.1132 | 5.5644 | 0 | 0 | 0 | 0 | 0 | 0 | 9.9498 | 11.1012 | 3.1727 | 0
9 | 0.2 | 0.31227 | 0.35 | 0.35 | 0.35 | -0.71434 | 0 | 0.71434 | 0 | 4.3482 | -1.9103e-07 | -3.3307e-16 | 0 | 0 | 0.68966 | 3.6338 | 3.6338 | -2.2142 | 2.2142 | 0 | 0 | 0 | 3.5625 | 0 | 2.9442 | 5.2156 | 0 | 0 | 0 | 0 | 0 | 0 | 9.508 | 9.508 | 3.5625 | 0
10 | 1.26 | 0.30851 | 0.35 | 0.35 | 0.35 | -3.7709 | 0 | 3.7709 | 0 | 7.1812 | -2.9206e-07 | -3.3307e-16 | 0 | 0 | 0.66813 | 3.4103 | 3.4103 | -2.7447 | 2.7447 | 0 | 0 | 0 | 4.109 | 0 | 2.7421 | 4.8925 | 0 | 0 | 0 | 0 | 0 | 0 | 8.999 | 8.999 | 4.109 | 0
11 | 2.14 | 0.30696 | 0.35 | 0.35 | 0.35 | 0 | 0 | 0 | 1.1318 | 2.2292 | 6.4522e-08 | -6.6613e-16 | 0 | 0 | 0.86477 | 3.361 | 3.361 | -0.85765 | 0.85765 | 0 | 0 | 0 | 2.5115 | 0 | 2.4962 | 4.8741 | 0 | 0 | 0 | 0 | 0 | 0 | 8.5765 | 9.0242 | 2.5115 | 0
12 | 3.03 | 0.30731 | 0.35 | 0.35 | 0.35 | 0 | 0 | 0 | 0 | 1.235 | 1.9372e-08 | 0.84828 | 1.299 | 0 | 0.84828 | 3.3822 | 3.3822 | 0 | 0 | 0 | 0 | 0 | 1.9489 | 0 | 2.5339 | 5.0576 | 0 | 0 | 0.77975 | 0.64332 | 0 | 0 | 8.1491 | 10.9635 | 1.9489 | 0
13 | 3.09 | 0.31313 | 0.35 | 0.35 | 0.35 | 0 | 0 | 0 | 0 | 2.8714 | 1.204e-07 | -3.3307e-16 | 0.36166 | 0 | 0.70919 | 3.2331 | 3.2331 | -2.1032 | 0.53461 | 0.18106 | 1.3661 | 0.021382 | 2.6125 | 0 | 2.5239 | 5.087 | 0 | 0 | 0 | 0 | 0 | 0 | 8.1203 | 8.1203 | 2.6125 | 0
14 | 2.57 | 0.32584 | 0.35 | 0.35 | 0.35 | 0 | 0 | 0 | 0 | 0.50094 | 1.6466e-08 | 0.5073 | 1.9011 | 0 | 0.5073 | 2.9093 | 2.9093 | -0.61872 | 0 | 0.0033484 | 0 | 0.61538 | 1.4708 | 0 | 2.402 | 5.1158 | 0 | 0 | 0 | 0 | 0 | 0 | 8.37 | 8.37 | 1.4708 | 0
15 | 2.03 | 0.33594 | 0.35 | 0.35 | 0.35 | 0 | 0 | 0 | 2.9684 | 0.90117 | 4.2096e-08 | -6.6613e-16 | 0.025179 | 0 | 1.4648 | 3.8948 | 3.8948 | -0.0033484 | 0 | 0.0033484 | 0 | 0 | 1.5031 | 0 | 2.43 | 4.9388 | 0 | 0 | 0.72017 | 0 | 0 | 0 | 8.6293 | 9.5887 | 1.5031 | 0
16 | 1.53 | 0.33768 | 0.35 | 0.35 | 0.35 | 0 | 0 | 0 | 0 | 0 | 0 | 0.85097 | 2.5211 | 0 | 0.85097 | 3.3721 | 3.3721 | 0 | 0 | 0 | 0 | 0 | 1.0021 | 0 | 2.5211 | 5.0893 | 0 | 0 | 0 | 0 | 0 | 0.25683 | 8.8694 | 8.8694 | 1.0021 | 0
17 | 0.97 | 0.33437 | 0.35 | 0.35 | 0.35 | 0 | 0 | 0 | 0 | 0 | 0 | 1.9906 | 2.65 | 0 | 1.9906 | 4.6406 | 4.6406 | 0 | 0 | 0 | 0 | 0 | 1.0021 | 0 | 2.65 | 5.2504 | 0 | 0 | 0.38379 | 0 | 0 | 0.23582 | 9.1383 | 9.5221 | 1.0021 | 0
18 | 0.7 | 0.33009 | 0.35 | 0.35 | 0.35 | 0 | 0 | 0 | 0 | 0 | 0 | 1.7493 | 2.7132 | 0.76923 | 1.7493 | 4.4625 | 5.2317 | 0 | 0 | 0 | 0 | 0 | 1.0021 | 0 | 2.7132 | 5.327 | 0 | 0 | 0.63965 | 0.17952 | 0.046169 | 0 | 9.2679 | 9.9076 | 1.0021 | 0
19 | 0.92 | 0.32409 | 0.35 | 0.35 | 0.35 | 0 | 0 | 0 | 0 | 0 | 0 | 1.7802 | 2.6616 | 10.7692 | 1.7802 | 4.4418 | 15.211 | 0 | 0 | 0 | 0 | 0 | 1.0021 | 0 | 2.6616 | 5.2647 | 0 | 0 | 0.38379 | 0 | 0.23394 | 0 | 9.1623 | 9.5461 | 1.0021 | 0
20 | 0.91 | 0.32521 | 0.35 | 0.35 | 0.35 | 0 | 0 | 0 | 0 | 0 | 0 | 2.123 | 2.6639 | 0.76923 | 2.123 | 4.787 | 5.5562 | 0 | 0 | 0 | 0 | 0 | 1.0021 | 0 | 2.6639 | 5.2675 | 0 | 0 | 0.44776 | 0 | 0.23356 | 0 | 9.1671 | 9.6149 | 1.0021 | 0
21 | 0.64 | 0.33235 | 0.35 | 0.35 | 0.35 | 0 | 0 | 0 | 0 | 0 | 0 | 1.3967 | 2.7274 | 0.76923 | 1.3967 | 4.1241 | 4.8933 | 0 | 0 | 0 | 0 | 0 | 1.0021 | 0 | 2.7274 | 5.3439 | 0 | 0 | 2.1748 | 0 | 0.22343 | 0 | 9.2968 | 11.4716 | 1.0021 | 0
22 | 0.67 | 0.33644 | 0.35 | 0.35 | 0.35 | 0 | 0 | 0 | 0 | 0 | 0 | 1.4807 | 2.7203 | 0.76923 | 1.4807 | 4.201 | 4.9702 | 0 | 0 | 0 | 0 | 0 | 1.0021 | 0 | 2.7203 | 5.3354 | 0 | 0 | 0.51172 | 0 | 0.22456 | 0 | 9.2824 | 9.7941 | 1.0021 | 0
23 | 0.64 | 0.33602 | 0.35 | 0.35 | 0.35 | 0 | 0 | 0 | 0 | 0 | 0 | 3.8814 | 2.7274 | 0.76923 | 3.8814 | 6.6088 | 7.378 | 0 | 0 | 0 | 0 | 0 | 1.0021 | 0 | 2.7274 | 5.3439 | 0 | 0 | 0 | 0 | 0.22343 | 0 | 9.2968 | 9.2968 | 1.0021 | 0
24 | 0.66 | 0.33959 | 0.35 | 0.35 | 0.35 | 0 | 0 | 0 | 0 | 0 | 0 | 2.1913 | 2.3972 | 0.76923 | 2.1913 | 4.5885 | 5.3578 | 0 | 0 | 0 | 0 | 0 | 1.0021 | 0 | 2.3972 | 5.7874 | 0 | 0 | 0 | 0 | 0.10049 | 0 | 9.2872 | 9.2872 | 1.0021 | 0
25 | 0.49 | 0.33933 | 0.35 | 0.35 | 0.35 | 0 | 0 | 0 | 0 | 0 | 0 | 2.5364 | 2.0944 | 0.76923 | 2.5364 | 4.6308 | 5.4001 | -0.64502 | 0.07102 | 0.574 | 0 | 0 | 1.0021 | 0 | 2.0944 | 4.9965 | 0 | 0 | 0 | 0 | 0 | 0 | 7.448 | 7.448 | 1.0021 | 0
26 | 0.39 | 0.34163 | 0.35 | 0.35 | 0.35 | 0 | 0 | 0 | 0 | 0 | 0 | 0.68366 | 2.6173 | 0.76923 | 0.68366 | 3.301 | 4.0702 | -1.7052 | 1.7023 | 0.00287 | 0 | 0 | 1.0021 | 0 | 2.6173 | 5.5818 | 0 | 0 | 0 | 0 | 0 | 0 | 7.496 | 7.496 | 1.0021 | 0
27 | 0.23 | 0.34626 | 0.35 | 0.35 | 0.35 | 0 | 0 | 0 | 0 | 0 | 0 | 0.63665 | 2.6513 | 0.76923 | 0.63665 | 3.288 | 4.0572 | -1.7078 | 1.705 | 0.00287 | 0 | 0 | 1.0021 | 0 | 2.6513 | 5.6273 | 0 | 0 | 0 | 0 | 0 | 0 | 7.5728 | 7.5728 | 1.0021 | 0
28 | 0.14 | 0.34623 | 0.35 | 0.35 | 0.35 | 0 | 0 | 0 | 0 | 0 | 0 | 0.55057 | 2.6705 | 0.76923 | 0.55057 | 3.2211 | 3.9903 | -1.7093 | 1.7065 | 0.00287 | 0 | 0 | 1.0021 | 0 | 2.6705 | 5.6527 | 0 | 0 | 0 | 0 | 0 | 0 | 7.616 | 7.616 | 1.0021 | 0
29 | 0.11 | 0.36061 | 0.35 | 0.35 | 0.35 | 0 | 0 | 0 | 0 | 0 | 0 | 0.62327 | 2.677 | 0.76923 | 0.62327 | 3.3002 | 4.0695 | -1.7098 | 1.707 | 0.00287 | 0 | 0 | 1.0021 | 0 | 2.677 | 5.6612 | 0 | 0 | 0 | 0 | 0 | 0 | 7.6304 | 7.6304 | 1.0021 | 0
30 | -0.06 | 0.36837 | 0.35 | 0.35 | 0.35 | 0 | 0 | 0 | 0 | 0 | 0 | 0.8864 | 2.5573 | 0.76923 | 0.8864 | 3.4437 | 4.2129 | 0 | 0 | 0 | 0 | 0 | 1.0021 | 0 | 2.5573 | 6.0102 | 0 | 0 | 0 | 0.063397 | 0 | 0 | 9.6329 | 9.6329 | 1.0021 | 0
31 | 0.31 | 0.36549 | 0.35 | 0.35 | 0.35 | 0 | 0 | 0 | 0 | 0.012574 | 8.0327e-11 | 0.7035 | 2.5052 | 0.76923 | 0.7035 | 3.2213 | 3.9905 | 0 | 0 | 0 | 0 | 0 | 1.0902 | 0 | 2.5178 | 5.817 | 0 | 0 | 6.6364 | 0.49389 | 0 | 0 | 9.4552 | 16.5553 | 1.0902 | 0
32 | 0.44 | 0.35173 | 0.35 | 0.35 | 0.35 | 0 | 0 | 0 | 0 | 1.053 | -2.5332e-09 | 0.9969 | 0.59025 | 0 | 0.9969 | 2.6402 | 2.6402 | 0 | 0 | 0 | 0 | 0 | 3.8145 | 0 | 1.6433 | 3.935 | 0 | 0 | 0 | 0 | 0 | 0 | 9.3928 | 9.3928 | 3.8145 | 0
33 | 0.73 | 0.33357 | 0.35 | 0.35 | 0.35 | -0.9786 | 0 | 0.9786 | 0 | 4.6345 | -4.8876e-08 | -6.6613e-16 | 0 | 0 | 1.0899 | 3.6559 | 3.6559 | -2.476 | 1.902 | 0.574 | 0 | 0 | 3.7131 | 0 | 2.566 | 5.4504 | 0 | 0 | 0 | 0 | 0 | 0 | 9.2535 | 9.2535 | 3.7131 | 0
34 | 1.51 | 0.32697 | 0.35 | 0.35 | 0.35 | 0 | 0 | 0 | 0 | 2.539 | 7.4506e-09 | -6.6613e-16 | 0 | 0 | 0.91444 | 2.539 | 2.539 | 0 | 0 | 0 | 0 | 0 | 2.6557 | 0 | 1.6245 | 4.0447 | 0 | 0 | 0 | 0.55409 | 0 | 0 | 8.879 | 8.879 | 2.6557 | 0
35 | 2.23 | 0.31657 | 0.35 | 0.35 | 0.35 | 0 | 0 | 0 | 0.13861 | 2.3539 | 7.7188e-08 | -6.6613e-16 | 0 | 0 | 0.82854 | 2.4925 | 2.4925 | 0 | 0 | 0 | 0 | 0 | 2.5768 | 0 | 1.664 | 4.2868 | 0 | 0 | 0 | 0.0056464 | 0 | 0 | 8.5332 | 8.5332 | 2.5768 | 0
36 | 2.46 | 0.31367 | 0.35 | 0.35 | 0.35 | -0.0784 | 0 | 0.0784 | 0 | 3.2764 | 1.2577e-07 | -6.6613e-16 | 0 | 0 | 0.88028 | 3.198 | 3.198 | -1.6154 | 1.6154 | 0 | 0 | 0 | 2.8973 | 0 | 2.3177 | 5.207 | 0 | 0 | 0 | 0 | 0 | 0 | 8.4228 | 8.8066 | 2.8973 | 0
37 | 2.67 | 0.31311 | 0.35 | 0.35 | 0.35 | -3.6879 | 0 | 3.6879 | 0 | 6.5986 | 4.5776e-07 | -3.3307e-16 | 0 | 0 | 0.52163 | 2.9107 | 2.9107 | -1.1515 | 1.1515 | 0 | 0 | 0 | 3.451 | 0 | 2.3891 | 5.1685 | 0 | 0 | 0 | 0 | 0 | 0 | 8.3219 | 9.8571 | 3.451 | 0
38 | 3.16 | 0.31912 | 0.35 | 0.35 | 0.35 | 0 | 0 | 0 | 2.2437 | 0.47208 | -4.0978e-09 | -3.3307e-16 | 0 | 0 | 0.56768 | 2.7158 | 2.7158 | -0.574 | 0 | 0.574 | 0 | 0 | 1.452 | 0 | 2.1481 | 5.6406 | 0 | 0 | 0.059553 | 0 | 0 | 0 | 8.0866 | 8.7263 | 1.452 | 0
39 | 2.95 | 0.31141 | 0.35 | 0.35 | 0.35 | 0 | 0 | 0 | 1.9714 | 0.080454 | 1.7975e-09 | -6.6613e-16 | 1.0401 | 0 | 0.95414 | 3.0919 | 3.0919 | -0.24987 | 0 | 0.00287 | 0 | 0.247 | 1.1476 | 0 | 2.1378 | 5.595 | 0 | 0 | 0.64442 | 0 | 0 | 0 | 8.1875 | 9.2749 | 1.1476 | 0
40 | 2.48 | 0.30885 | 0.35 | 0.35 | 0.35 | 0 | 0 | 0 | 0 | 0 | 0 | 1.5215 | 2.097 | 0 | 1.5215 | 3.6185 | 3.6185 | -0.18627 | 0 | 0.00287 | 0 | 0.1834 | 1.0021 | 0 | 2.097 | 5.5003 | 0 | 0 | 0 | 0 | 0 | 0 | 8.4132 | 8.4132 | 1.0021 | 0
41 | 2.23 | 0.31598 | 0.35 | 0.35 | 0.35 | 0 | 0 | 0 | 0 | 0 | 0 | 0.83324 | 2.1082 | 0 | 0.83324 | 2.9415 | 2.9415 | -0.0085109 | 0 | 0.00287 | 0 | 0.0056409 | 1.0021 | 0 | 2.1082 | 5.4314 | 0 | 0 | 0 | 0 | 0 | 0 | 8.5332 | 8.5332 | 1.0021 | 0
42 | 2.12 | 0.31306 | 0.35 | 0.35 | 0.35 | 0 | 0 | 0 | 0 | 0 | 0 | 1.4346 | 2.1113 | 0.76923 | 1.4346 | 3.5459 | 4.3152 | -0.00287 | 0 | 0.00287 | 0 | 0 | 1.0021 | 0 | 2.1113 | 5.396 | 0 | 0 | 1.6631 | 0 | 0 | 0.079505 | 8.5861 | 10.2491 | 1.0021 | 0
43 | 2.12 | 0.30488 | 0.35 | 0.35 | 0.35 | 0 | 0 | 0 | 0 | 0 | 0 | 1.8976 | 2.1113 | 0.76923 | 1.8976 | 4.009 | 4.7782 | -0.00287 | 0 | 0.00287 | 0 | 0 | 1.0021 | 0 | 2.1113 | 5.396 | 0 | 0 | 0.95947 | 0 | 0 | 0.079505 | 8.5861 | 9.5455 | 1.0021 | 0
44 | 2.02 | 0.29454 | 0.35 | 0.35 | 0.35 | 0 | 0 | 0 | 0 | 0 | 0 | 1.0452 | 2.1142 | 0.76923 | 1.0452 | 3.1594 | 3.9286 | 0 | 0 | 0 | 0 | 0 | 1.0021 | 0 | 2.1142 | 5.3638 | 0 | 0 | 1.0874 | 0 | 0 | 0.15404 | 8.6341 | 9.7215 | 1.0021 | 0
45 | 1.95 | 0.29434 | 0.35 | 0.35 | 0.35 | 0 | 0 | 0 | 0 | 0 | 0 | 1.1911 | 2.1249 | 0.76923 | 1.1911 | 3.3161 | 4.0853 | 0 | 0 | 0 | 0 | 0 | 1.0021 | 0 | 2.1249 | 5.3737 | 0 | 0 | 0 | 0.15095 | 0 | 0.015992 | 8.6677 | 8.6677 | 1.0021 | 0
46 | 2.04 | 0.28411 | 0.35 | 0.35 | 0.35 | 0 | 0 | 0 | 0 | 0 | 0 | 0.9809 | 2.1136 | 0.76923 | 0.9809 | 3.0945 | 3.8637 | 0 | 0 | 0 | 0 | 0 | 1.0021 | 0 | 2.1136 | 5.3702 | 0 | 0 | 0 | 0.13856 | 0 | 0 | 8.6245 | 8.6245 | 1.0021 | 0
47 | 2.06 | 0.26762 | 0.35 | 0.35 | 0.35 | 0 | 0 | 0 | 0 | 0 | 0 | 0.97101 | 2.113 | 0.76923 | 0.97101 | 3.084 | 3.8533 | 0 | 0 | 0 | 0 | 0 | 1.0021 | 0 | 2.113 | 5.3767 | 0 | 0 | 0 | 0.12308 | 0 | 0 | 8.6149 | 8.6149 | 1.0021 | 0
48 | 1.98 | 0.26448 | 0.35 | 0.35 | 0.35 | 0 | 0 | 0 | 0 | 0 | 0 | 0.76925 | 2.0371 | 10.7692 | 0.76925 | 2.8064 | 13.5756 | 0 | 0 | 0 | 0 | 0 | 1.0021 | 0 | 2.0371 | 5.4737 | 0 | 0 | 0 | 0.14032 | 0 | 0 | 8.6533 | 8.6533 | 1.0021 | 0
49 | 1.87 | 0.27359 | 0.35 | 0.35 | 0.35 | 0 | 0 | 0 | 0 | 0 | 0 | 0.52409 | 1.9004 | 0.76923 | 0.52409 | 2.4245 | 3.1937 | -0.99218 | 0.44551 | 0.54667 | 0 | 0 | 1.0021 | 0 | 1.9004 | 4.875 | 0 | 0 | 0 | 0 | 0 | 0 | 6.7853 | 6.7853 | 1.0021 | 0
50 | 1.81 | 0.26822 | 0.35 | 0.35 | 0.35 | 0 | 0 | 0 | 0 | 0 | 0 | 0.5368 | 2.268 | 0.76923 | 0.5368 | 2.8048 | 3.574 | -1.7066 | 1.7039 | 0.0027334 | 0 | 0 | 1.0021 | 0 | 2.268 | 5.2506 | 0 | 0 | 0 | 0 | 0 | 0 | 6.8141 | 6.8141 | 1.0021 | 0
51 | 1.87 | 0.2653 | 0.35 | 0.35 | 0.35 | 0 | 0 | 0 | 0 | 0 | 0 | 0.55024 | 2.2565 | 0.76923 | 0.55024 | 2.8067 | 3.576 | -1.1938 | 1.191 | 0.0027334 | 0 | 0 | 1.0021 | 0 | 2.2565 | 5.2322 | 0 | 0 | 0 | 0 | 0 | 0 | 6.7853 | 7.297 | 1.0021 | 0
52 | 1.93 | 0.26843 | 0.35 | 0.35 | 0.35 | 0 | 0 | 0 | 0 | 0 | 0 | 0.57263 | 2.245 | 0.76923 | 0.57263 | 2.8176 | 3.5869 | -1.7043 | 1.7016 | 0.0027334 | 0 | 0 | 1.0021 | 0 | 2.245 | 5.2137 | 0 | 0 | 0 | 0 | 0 | 0 | 6.7565 | 6.7565 | 1.0021 | 0
53 | 1.9 | 0.28676 | 0.35 | 0.35 | 0.35 | 0 | 0 | 0 | 0 | 0 | 0 | 0.64745 | 2.2507 | 0.76923 | 0.64745 | 2.8982 | 3.6674 | -1.7049 | 1.7022 | 0.0027334 | 0 | 0 | 1.0021 | 0 | 2.2507 | 5.223 | 0 | 0 | 0 | 0 | 0 | 0 | 6.7709 | 6.7709 | 1.0021 | 0
54 | 1.65 | 0.29496 | 0.35 | 0.35 | 0.35 | 0 | 0 | 0 | 0 | 0 | 0 | 0.7756 | 2.1037 | 0.76923 | 0.7756 | 2.8793 | 3.6485 | 0 | 0 | 0 | 0 | 0 | 1.0021 | 0 | 2.1037 | 5.5857 | 0 | 0 | 0 | 0.12024 | 0 | 0 | 8.8118 | 8.8118 | 1.0021 | 0
55 | 2.15 | 0.29948 | 0.35 | 0.35 | 0.35 | 0 | 0 | 0 | 0 | 0 | 0 | 0.86983 | 2.0777 | 0.76923 | 0.86983 | 2.9476 | 3.7168 | 0 | 0 | 0 | 0 | 0 | 1.0511 | 0 | 2.0777 | 5.4492 | 0 | 0 | 6.491 | 0.41081 | 0 | 0 | 8.5716 | 15.4799 | 1.0511 | 0
56 | 2.45 | 0.30396 | 0.35 | 0.35 | 0.35 | 0 | 0 | 0 | 0 | 0.19657 | 6.7055e-09 | 0.71318 | 1.6997 | 0 | 0.71318 | 2.6094 | 2.6094 | 0 | 0 | 0 | 0 | 0 | 1.2581 | 0 | 1.8962 | 5.2732 | 0 | 0 | 0 | 0 | 0 | 0 | 8.4276 | 8.4276 | 1.2581 | 0
57 | 2.94 | 0.29527 | 0.35 | 0.35 | 0.35 | 0 | 0 | 0 | 0 | 1.9877 | -9.0152e-08 | -3.3307e-16 | 0.07518 | 0 | 0.58065 | 2.0629 | 2.0629 | 0 | 0 | 0 | 0 | 0 | 2.4396 | 0 | 1.4822 | 4.2704 | 0 | 0 | 0 | 0 | 0 | 0 | 8.1923 | 8.1923 | 2.4396 | 0
58 | 3.68 | 0.29101 | 0.35 | 0.35 | 0.35 | -0.065566 | 0 | 0.065566 | 0 | 2.9769 | 8.1956e-08 | -3.3307e-16 | 0 | 0 | 0.56309 | 2.9114 | 2.9114 | -2.9005 | 2.9005 | 0 | 0 | 0 | 2.8649 | 0 | 2.3483 | 5.5243 | 0 | 0 | 0 | 0 | 0 | 0 | 7.8369 | 7.8369 | 2.8649 | 0
59 | 4.11 | 0.29227 | 0.35 | 0.35 | 0.35 | 0 | 0 | 0 | 0 | 2.3688 | -7.6443e-08 | -3.3307e-16 | 0 | 0 | 0.55492 | 2.3688 | 2.3688 | -1.3048 | 0.75814 | 0.54667 | 0 | 0 | 2.595 | 0 | 1.8139 | 4.9741 | 0 | 0 | 0 | 0 | 0 | 0 | 7.6304 | 8.0782 | 2.595 | 0
60 | 4.26 | 0.28297 | 0.35 | 0.35 | 0.35 | 0 | 0 | 0 | 0 | 2.238 | -2.4587e-08 | -3.3307e-16 | 0.82485 | 0 | 0.64636 | 3.0629 | 3.0629 | 0 | 0 | 0 | 0 | 0 | 2.5119 | 0 | 2.4165 | 5.6001 | 0 | 0 | 1.4221 | 0.53311 | 0 | 0 | 7.5584 | 12.4837 | 2.5119 | 0
61 | 3.99 | 0.28787 | 0.35 | 0.35 | 0.35 | 0 | 0 | 0 | 0 | 0.90605 | -1.736e-08 | 0.74285 | 1.2669 | 0 | 0.74285 | 2.9158 | 2.9158 | -1.191 | 0.64429 | 0.54667 | 0 | 0 | 1.7427 | 0 | 2.1729 | 5.859 | 0 | 0 | 0 | 0 | 0 | 0 | 7.6881 | 8.5836 | 1.7427 | 0
62 | 4.1 | 0.28738 | 0.35 | 0.35 | 0.35 | 0 | 0 | 0 | 0 | 0.45664 | -1.9856e-08 | 0.96063 | 1.7539 | 0 | 0.96063 | 3.1712 | 3.1712 | -1.3454 | 1.3426 | 0.0027334 | 0 | 0 | 1.4426 | 0 | 2.2105 | 5.8392 | 0 | 0 | 0 | 0 | 0 | 0 | 7.6353 | 8.147 | 1.4426 | 0
63 | 3.88 | 0.29 | 0.35 | 0.35 | 0.35 | 0 | 0 | 0 | 0 | 0.1112 | -4.9639e-09 | 0.64375 | 2.0507 | 0 | 0.64375 | 2.8056 | 2.8056 | -1.4376 | 1.4349 | 0.0027334 | 0 | 0 | 1.1748 | 0 | 2.1619 | 5.8419 | 0 | 0 | 0 | 0 | 0 | 0 | 7.7409 | 7.7409 | 1.1748 | 0
64 | 3.2 | 0.29717 | 0.35 | 0.35 | 0.35 | 0 | 0 | 0 | 0 | 0 | 0 | 0.85152 | 1.7966 | 0 | 0.85152 | 2.6481 | 2.6481 | -0.0027334 | 0 | 0.0027334 | 0 | 0 | 1.0021 | 0 | 1.7966 | 5.2715 | 0 | 0 | 0 | 0 | 0 | 0 | 8.0674 | 8.0674 | 1.0021 | 0
65 | 2.84 | 0.29445 | 0.35 | 0.35 | 0.35 | 0 | 0 | 0 | 0 | 0 | 0 | 1.945 | 2.069 | 0 | 1.945 | 4.0139 | 4.0139 | 0 | 0 | 0 | 0 | 0 | 1.0021 | 0 | 2.069 | 5.6643 | 0 | 0 | 0.080682 | 0 | 0 | 0 | 8.2403 | 8.816 | 1.0021 | 0
66 | 2.76 | 0.29534 | 0.35 | 0.35 | 0.35 | 0 | 0 | 0 | 0 | 0 | 0 | 1.1311 | 2.073 | 0.76923 | 1.1311 | 3.2041 | 3.9733 | 0 | 0 | 0 | 0 | 0 | 1.0021 | 0 | 2.073 | 5.6351 | 0 | 0 | 0 | 0.080232 | 0 | 0 | 8.2787 | 8.7904 | 1.0021 | 0
67 | 2.57 | 0.28793 | 0.35 | 0.35 | 0.35 | 0 | 0 | 0 | 0 | 0 | 0 | 1.0701 | 1.9597 | 0.76923 | 1.0701 | 3.0298 | 3.799 | -0.08961 | 0 | 0.08961 | 0 | 0 | 1.0021 | 0 | 1.9597 | 5.4978 | 0 | 0 | 0 | 0 | 0 | 0 | 8.37 | 8.37 | 1.0021 | 0
68 | 2.35 | 0.28523 | 0.35 | 0.35 | 0.35 | 0 | 0 | 0 | 0 | 0 | 0 | 2.0164 | 2.0262 | 0.76923 | 2.0164 | 4.0426 | 4.8118 | -0.098633 | 0.095899 | 0.0027334 | 0 | 0 | 1.0021 | 0 | 2.0262 | 5.546 | 0 | 0 | 0 | 0 | 0 | 0 | 8.4756 | 8.4756 | 1.0021 | 0
69 | 2.11 | 0.28216 | 0.35 | 0.35 | 0.35 | 0 | 0 | 0 | 0 | 0 | 0 | 1.0705 | 2.0299 | 0.76923 | 1.0705 | 3.1004 | 3.8696 | 0 | 0 | 0 | 0 | 0 | 1.0021 | 0 | 2.0299 | 5.5037 | 0 | 0 | 1.855 | 0.055159 | 0 | 0 | 8.5909 | 10.4458 | 1.0021 | 0
70 | 2.04 | 0.27666 | 0.35 | 0.35 | 0.35 | 0 | 0 | 0 | 0 | 0 | 0 | 1.0621 | 2.032 | 0.76923 | 1.0621 | 3.0941 | 3.8633 | 0 | 0 | 0 | 0 | 0 | 1.0021 | 0 | 2.032 | 5.4803 | 0 | 0 | 0 | 0.11013 | 0 | 0 | 8.6245 | 8.6245 | 1.0021 | 0
71 | 2.18 | 0.25947 | 0.35 | 0.35 | 0.35 | 0 | 0 | 0 | 0 | 0 | 0 | 0.53317 | 2.0278 | 10.7692 | 0.53317 | 2.561 | 13.3302 | 0 | 0 | 0 | 0 | 0 | 1.0021 | 0 | 2.0278 | 5.5272 | 0 | 0 | 0 | 0.0001913 | 0 | 0 | 8.5572 | 8.5572 | 1.0021 | 0
72 | 1.98 | 0.2638 | 0.35 | 0.35 | 0.35 | 0 | 0 | 0 | 0 | 0 | 0 | 0.58961 | 2.0771 | 0.76923 | 0.58961 | 2.6667 | 3.4359 | 0 | 0 | 0 | 0 | 0 | 1.0021 | 0 | 2.0771 | 5.4197 | 0 | 0 | 0 | 0.1544 | 0 | 0 | 8.6533 | 8.6533 | 1.0021 | 0
73 | 1.61 | 0.261 | 0.35 | 0.35 | 0.35 | 0 | 0 | 0 | 0 | 0 | 0 | 0.4931 | 2.3369 | 0.76923 | 0.4931 | 2.83 | 3.5992 | -1.6988 | 1.6988 | 0 | 0 | 0 | 1.0021 | 0 | 2.3369 | 5.27 | 0 | 0 | 0 | 0 | 0 | 0 | 6.9101 | 6.9101 | 1.0021 | 0
74 | 1.19 | 0.26939 | 0.35 | 0.35 | 0.35 | 0 | 0 | 0 | 0 | 0 | 0 | 0.48739 | 2.4201 | 0.76923 | 0.48739 | 2.9075 | 3.6767 | -1.7059 | 1.7059 | 0 | 0 | 0 | 1.0021 | 0 | 2.4201 | 5.3955 | 0 | 0 | 0 | 0 | 0 | 0 | 7.1118 | 7.1118 | 1.0021 | 0
75 | 1.16 | 0.28096 | 0.35 | 0.35 | 0.35 | 0 | 0 | 0 | 0 | 0 | 0 | 0.53637 | 2.4262 | 0.76923 | 0.53637 | 2.9625 | 3.7318 | -1.7064 | 1.7064 | 0 | 0 | 0 | 1.0021 | 0 | 2.4262 | 5.4044 | 0 | 0 | 0 | 0 | 0 | 0 | 7.1262 | 7.1262 | 1.0021 | 0
76 | 1.06 | 0.31045 | 0.35 | 0.35 | 0.35 | 0 | 0 | 0 | 0 | 0 | 0 | 0.48206 | 2.4463 | 0.76923 | 0.48206 | 2.9284 | 3.6976 | -1.7081 | 1.7081 | 0 | 0 | 0 | 1.0021 | 0 | 2.4463 | 5.434 | 0 | 0 | 0 | 0 | 0 | 0 | 7.1743 | 7.1743 | 1.0021 | 0
77 | 1.03 | 0.35625 | 0.35 | 0.35 | 0.35 | 0 | 0 | 0 | 0 | 0 | 0 | 0.45671 | 2.4176 | 0.76923 | 0.45671 | 2.8743 | 3.6435 | -1.7303 | 1.3761 | 0.35416 | 0 | 0 | 1.0021 | 0 | 2.4176 | 5.4993 | 0 | 0 | 0 | 0 | 0 | 0 | 7.1887 | 7.1887 | 1.0021 | 0
78 | 1.24 | 0.40037 | 0.35 | 0.35 | 0.35 | 0 | 0 | 0 | 0 | 0 | 0 | 0.7958 | 2.2294 | 0.76923 | 0.7958 | 3.0252 | 3.7944 | 0 | 0 | 0 | 0 | 0 | 1.0021 | 0 | 2.2294 | 5.6643 | 0 | 0 | 0 | 0.11283 | 0 | 0 | 9.0086 | 9.0086 | 1.0021 | 0
79 | 1.63 | 0.43216 | 0.35 | 0.35 | 0.35 | 0 | 0 | 0 | 0 | 0.034732 | -1.4598e-09 | 0.72746 | 2.1912 | 0.7345 | 0.72746 | 2.9187 | 3.6879 | 0 | 0 | 0 | 0 | 0 | 1.1197 | 0 | 2.1912 | 5.473 | 0 | 0 | 10.7998 | 0.43144 | 0 | 0 | 8.8214 | 20.0152 | 1.1197 | 0
80 | 1.97 | 0.4569 | 0.35 | 0.35 | 0.35 | 0 | 0 | 0 | 0 | 1.0443 | 2.6673e-08 | 1.4363 | 1.0964 | 0 | 1.4363 | 3.5771 | 3.5771 | -0.84793 | 0.55562 | 0.29231 | 0 | 0 | 2.0281 | 0 | 2.1408 | 5.3371 | 0 | 0 | 0 | 0 | 0 | 0 | 8.6581 | 8.6581 | 2.0281 | 0
81 | 2.09 | 0.47454 | 0.35 | 0.35 | 0.35 | 0 | 0 | 0 | 0 | 0.62615 | 2.1644e-08 | 1.6222 | 2.1133 | 0 | 2.2484 | 4.3617 | 4.3617 | -0.085495 | 0 | 0.085495 | 0 | 0 | 1.5732 | 0 | 2.1133 | 5.3832 | 0 | 0 | 0 | 0 | 0 | 0 | 8.6005 | 8.9843 | 1.5732 | 0
82 | 2.32 | 0.47571 | 0.35 | 0.35 | 0.35 | 0 | 0 | 0 | 0 | 0.94284 | 3.6508e-09 | 1.153 | 2.1361 | 0 | 2.0959 | 4.2319 | 4.2319 | -0.18588 | 0 | 0.18588 | 0 | 0 | 1.7614 | 0 | 2.1361 | 5.4181 | 0 | 0 | 0 | 0 | 0 | 0 | 8.49 | 9.1297 | 1.7614 | 0
83 | 2.37 | 0.46834 | 0.35 | 0.35 | 0.35 | -0.23354 | 0 | 0.23354 | 0 | 4.257 | 1.3292e-07 | -1.3323e-15 | 0 | 0 | 1.6375 | 4.0235 | 4.0235 | -2.3462 | 2.3462 | 0 | 0 | 0 | 3.3047 | 0 | 2.386 | 5.0868 | 0 | 0 | 0 | 0.54644 | 0 | 0 | 8.466 | 8.9777 | 3.3047 | 0
84 | 2.63 | 0.4829 | 0.35 | 0.35 | 0.35 | 0 | 0 | 0 | 0 | 2.9092 | 1.3679e-07 | -6.6613e-16 | 0.39281 | 0 | 1.0143 | 3.302 | 3.302 | 0 | 0 | 0 | 0 | 0 | 2.7861 | 0 | 2.2878 | 5.298 | 0 | 0 | 2.9586 | 0 | 0 | 0 | 8.3412 | 13.3304 | 2.7861 | 0
85 | 3.08 | 0.51229 | 0.35 | 0.35 | 0.35 | 0 | 0 | 0 | 0 | 0.73726 | 5.1633e-08 | 0.44699 | 1.3901 | 0 | 0.44699 | 2.5744 | 2.5744 | -1.2825 | 0.72216 | 0.56034 | 0 | 0 | 1.6302 | 0 | 2.1274 | 5.65 | 0 | 0 | 0 | 0 | 0 | 0 | 8.1251 | 8.1251 | 1.6302 | 0
86 | 2.95 | 0.54022 | 0.35 | 0.35 | 0.35 | 0 | 0 | 0 | 0 | 1.2597 | -9.2983e-08 | -3.3307e-16 | 1.574 | 0 | 0.62177 | 2.8337 | 2.8337 | -1.4275 | 1.4247 | 0.0028017 | 0 | 0 | 1.9074 | 0 | 2.2119 | 5.4956 | 0 | 0 | 0 | 0 | 0 | 0 | 8.1875 | 8.1875 | 1.9074 | 0
87 | 2.79 | 0.56251 | 0.35 | 0.35 | 0.35 | 0 | 0 | 0 | 0.27053 | 0.4913 | -2.1607e-09 | 0.92638 | 2.1458 | 0 | 1.6882 | 3.834 | 3.834 | -0.82619 | 0.82339 | 0.0028017 | 0 | 0 | 1.4041 | 0 | 2.1458 | 5.5406 | 0 | 0 | 0 | 0 | 0 | 0 | 8.2643 | 8.2643 | 1.4041 | 0
88 | 2.68 | 0.56477 | 0.35 | 0.35 | 0.35 | 0 | 0 | 0 | 0 | 0 | 0 | 0.76257 | 2.095 | 0 | 0.76257 | 2.8576 | 2.8576 | 0 | 0 | 0 | 0 | 0 | 1.0021 | 0 | 2.095 | 5.5789 | 0 | 0 | 1.1123 | 0 | 0 | 0 | 8.3171 | 9.7883 | 1.0021 | 0
89 | 2.64 | 0.56585 | 0.35 | 0.35 | 0.35 | 0 | 0 | 0 | 0 | 0 | 0 | 1.3427 | 2.0926 | 0 | 1.3427 | 3.4353 | 3.4353 | 0 | 0 | 0 | 0 | 0 | 1.0021 | 0 | 2.0926 | 5.5707 | 0 | 0 | 0.56648 | 0 | 0 | 0 | 8.3363 | 9.2319 | 1.0021 | 0
90 | 2.63 | 0.54755 | 0.35 | 0.35 | 0.35 | 0 | 0 | 0 | 0 | 0 | 0 | 1.0924 | 2.092 | 0 | 1.0924 | 3.1844 | 3.1844 | 0 | 0 | 0 | 0 | 0 | 1.0021 | 0 | 2.092 | 5.5686 | 0 | 0 | 0.31808 | 0 | 0 | 0 | 8.3412 | 8.9808 | 1.0021 | 0
91 | 2.79 | 0.52227 | 0.35 | 0.35 | 0.35 | 0 | 0 | 0 | 0 | 0 | 0 | 0.79505 | 2.1017 | 0 | 0.79505 | 2.8967 | 2.8967 | 0 | 0 | 0 | 0 | 0 | 1.0021 | 0 | 2.1017 | 5.6015 | 0 | 0 | 0.070733 | 0 | 0 | 0 | 8.2643 | 8.776 | 1.0021 | 0
92 | 2.77 | 0.49609 | 0.35 | 0.35 | 0.35 | 0 | 0 | 0 | 0 | 0 | 0 | 4.835 | 2.1596 | 0 | 4.835 | 6.9946 | 6.9946 | 0 | 0 | 0 | 0 | 0 | 1.0021 | 0 | 2.1596 | 5.5158 | 0 | 0 | 0.97986 | 0.53559 | 0 | 0 | 8.2739 | 10.1929 | 1.0021 | 0
93 | 2.78 | 0.45768 | 0.35 | 0.35 | 0.35 | 0 | 0 | 0 | 0 | 0 | 0 | 2.733 | 2.0815 | 0 | 2.733 | 4.8145 | 4.8145 | 0 | 0 | 0 | 0 | 0 | 1.0021 | 0 | 2.0815 | 5.5693 | 0 | 0 | 0 | 0 | 0 | 0 | 8.2691 | 8.6529 | 1.0021 | 0
94 | 2.76 | 0.4013 | 0.35 | 0.35 | 0.35 | 0 | 0 | 0 | 0 | 0 | 0 | 1.447 | 1.9354 | 0 | 1.447 | 3.3824 | 3.3824 | 0 | 0 | 0 | 0 | 0 | 1.0021 | 0 | 1.9354 | 5.3412 | 0 | 0 | 0 | 0 | 0 | 0 | 8.2787 | 8.2787 | 1.0021 | 0
95 | 2.7 | 0.35711 | 0.35 | 0.35 | 0.35 | 0 | 0 | 0 | 0 | 0 | 0 | 1.9369 | 1.9492 | 0 | 1.9369 | 3.8861 | 3.8861 | 0 | 0 | 0 | 0 | 0 | 1.0021 | 0 | 1.9492 | 5.3563 | 0 | 0 | 0 | 0 | 0 | 0 | 8.3075 | 8.3075 | 1.0021 | 0
96 | 2.53 | 0.33246 | 0.35 | 0.35 | 0.35 | 0 | 0 | 0 | 0 | 0 | 0 | 0.5063 | 1.9454 | 0 | 0.5063 | 2.4517 | 2.4517 | 0 | 0 | 0 | 0 | 0 | 1.0021 | 0 | 1.9454 | 5.4417 | 0 | 0 | 0 | 0 | 0 | 0 | 8.3892 | 8.3892 | 1.0021 | 0
97 | 2.44 | 0.31564 | 0.35 | 0.35 | 0.35 | 0 | 0 | 0 | 0 | 0 | 0 | 0.61554 | 1.6467 | 0 | 0.61554 | 2.2622 | 2.2622 | -0.47679 | 0.47679 | 0 | 0 | 0 | 1.0021 | 0 | 1.6467 | 4.3396 | 0 | 0 | 0 | 0 | 0 | 0 | 6.5116 | 6.5116 | 1.0021 | 0
98 | 2.36 | 0.31126 | 0.35 | 0.35 | 0.35 | 0 | 0 | 0 | 0 | 0 | 0 | 0.52101 | 2.2566 | 0 | 0.52101 | 2.7776 | 2.7776 | -1.4603 | 1.4603 | 0 | 0 | 0 | 1.0021 | 0 | 2.2566 | 5.2634 | 0 | 0 | 0 | 0 | 0 | 0 | 6.55 | 7.0617 | 1.0021 | 0
99 | 2.18 | 0.30747 | 0.35 | 0.35 | 0.35 | 0 | 0 | 0 | 0 | 0 | 0 | 0.57371 | 2.2441 | 10 | 0.57371 | 2.8179 | 12.8179 | -1.8375 | 1.8375 | 0 | 0 | 0 | 1.0021 | 0 | 2.2441 | 5.2277 | 0 | 0 | 0 | 0 | 0 | 0 | 6.6364 | 6.6364 | 1.0021 | 0
100 | 2.31 | 0.3112 | 0.35 | 0.35 | 0.35 | 0 | 0 | 0 | 0 | 0 | 0 | 0.69285 | 2.2531 | 0 | 0.69285 | 2.946 | 2.946 | -1.359 | 1.359 | 0 | 0 | 0 | 1.0021 | 0 | 2.2531 | 5.2535 | 0 | 0 | 0 | 0 | 0 | 0 | 6.574 | 7.1497 | 1.0021 | 0
101 | 2.65 | 0.31868 | 0.35 | 0.35 | 0.35 | 0 | 0 | 0 | 0 | 0 | 0 | 0.71233 | 2.2772 | 0 | 0.71233 | 2.9895 | 2.9895 | -2.1886 | 2.1886 | 0 | 0 | 0 | 1.0021 | 0 | 2.2772 | 5.32 | 0 | 0 | 0 | 0 | 0 | 0 | 6.4107 | 6.4107 | 1.0021 | 0
102 | 2.98 | 0.3313 | 0.35 | 0.35 | 0.35 | 0 | 0 | 0 | 0 | 0 | 0 | 0.59035 | 2.0147 | 0 | 0.59035 | 2.6051 | 2.6051 | -0.62436 | 0.077691 | 0.54667 | 0 | 0 | 1.0021 | 0 | 2.0147 | 5.7806 | 0 | 0 | 0 | 0 | 0 | 0 | 8.1731 | 8.1731 | 1.0021 | 0
103 | 3.11 | 0.33982 | 0.35 | 0.35 | 0.35 | 0 | 0 | 0 | 0 | 0.012141 | 5.7742e-10 | 0.95132 | 2.1595 | 0 | 0.96346 | 3.123 | 3.123 | 0 | 0 | 0 | 0 | 0 | 1.0902 | 0 | 2.1595 | 5.6183 | 0 | 0 | 2.1636 | 0.53311 | 0 | 0 | 8.1107 | 11.5648 | 1.0902 | 0
104 | 3.46 | 0.3376 | 0.35 | 0.35 | 0.35 | 0 | 0 | 0 | 0 | 0.65012 | -5.0589e-08 | 1.0818 | 1.5309 | 0 | 1.0818 | 3.2628 | 3.2628 | 0 | 0 | 0 | 0 | 0 | 1.5929 | 0 | 2.181 | 5.6916 | 0 | 0 | 4.9376 | 0 | 0 | 0 | 7.9426 | 14.403 | 1.5929 | 0
105 | 4.02 | 0.32335 | 0.35 | 0.35 | 0.35 | 0 | 0 | 0 | 0 | 1.2394 | -1.1064e-07 | -3.3307e-16 | 0.76788 | 0 | 0.62078 | 2.0073 | 2.0073 | 0 | 0 | 0 | 0 | 0 | 1.9865 | 0 | 1.3865 | 4.3007 | 0 | 0 | 0 | 0 | 0 | 0 | 7.6737 | 7.6737 | 1.9865 | 0
106 | 4.6 | 0.31388 | 0.35 | 0.35 | 0.35 | 0 | 0 | 0 | 0 | 1.7001 | 5.9605e-08 | -3.3307e-16 | 1.1785 | 0 | 0.60278 | 2.8785 | 2.8785 | -2.7996 | 2.7996 | 0 | 0 | 0 | 2.239 | 0 | 2.2758 | 5.6799 | 0 | 0 | 0 | 0 | 0 | 0 | 7.3951 | 7.3951 | 2.239 | 0
107 | 5 | 0.3117 | 0.35 | 0.35 | 0.35 | -0.06236 | 0 | 0.06236 | 0 | 3.1133 | -1.7285e-08 | -3.3307e-16 | 0 | 0 | 0.58657 | 3.051 | 3.051 | -3.9434 | 3.9434 | 0 | 0 | 0 | 2.9311 | 0 | 2.4644 | 5.751 | 0 | 0 | 0 | 0 | 0 | 0 | 7.2031 | 7.2031 | 2.9311 | 0
108 | 5.24 | 0.31415 | 0.35 | 0.35 | 0.35 | 0 | 0 | 0 | 0 | 2.8893 | 6.0201e-08 | -6.6613e-16 | 0.72228 | 0 | 1.2111 | 3.6116 | 3.6116 | -3.3774 | 2.8308 | 0.54667 | 0 | 0 | 2.7938 | 0 | 2.4005 | 5.9106 | 0 | 0 | 0 | 0 | 0 | 0 | 7.0878 | 7.7275 | 2.7938 | 0
109 | 5.61 | 0.31789 | 0.35 | 0.35 | 0.35 | -0.2145 | 0 | 0.2145 | 0 | 3.5517 | 1.3858e-07 | -6.6613e-16 | 0 | 0 | 0.8306 | 3.3372 | 3.3372 | -4.3177 | 4.3177 | 0 | 0 | 0 | 2.8498 | 0 | 2.5066 | 5.8715 | 0 | 0 | 0 | 0 | 0 | 0 | 6.9101 | 6.9101 | 2.8498 | 0
110 | 5.4 | 0.3197 | 0.35 | 0.35 | 0.35 | 0 | 0 | 0 | 0 | 0.67259 | 2.8089e-08 | 0.89308 | 1.6598 | 0 | 0.89308 | 3.2254 | 3.2254 | -2.5191 | 2.5136 | 0.005453 | 0 | 0 | 1.5927 | 0 | 2.3324 | 6.0528 | 0 | 0 | 0 | 0 | 0 | 0 | 7.011 | 7.4587 | 1.5927 | 0
111 | 5.11 | 0.33331 | 0.35 | 0.35 | 0.35 | 0 | 0 | 0 | 0 | 0.92055 | 2.6301e-08 | 0.94428 | 1.3829 | 0 | 0.94428 | 3.2477 | 3.2477 | 0 | 0 | 0 | 0 | 0 | 1.5465 | 0 | 2.3035 | 6.0076 | 0 | 0 | 0.17111 | 0 | 0 | 0 | 7.1502 | 10.0287 | 1.5465 | 0
112 | 4.82 | 0.34749 | 0.35 | 0.35 | 0.35 | 0 | 0 | 0 | 0 | 0 | 0 | 1.4664 | 2.2782 | 0 | 1.4664 | 3.7447 | 3.7447 | 0 | 0 | 0 | 0 | 0 | 1.0021 | 0 | 2.2782 | 5.9572 | 0 | 0 | 0.52784 | 0.53045 | 0 | 0 | 7.2895 | 10.2959 | 1.0021 | 0
113 | 4.68 | 0.34564 | 0.35 | 0.35 | 0.35 | 0 | 0 | 0 | 0 | 0 | 0 | 2.4603 | 2.1358 | 0 | 2.4603 | 4.596 | 4.596 | -1.3197 | 0.77299 | 0.54667 | 0 | 0 | 1.0021 | 0 | 2.1358 | 6.1142 | 0 | 0 | 0 | 0 | 0 | 0 | 7.3567 | 7.9324 | 1.0021 | 0
114 | 4.32 | 0.33282 | 0.35 | 0.35 | 0.35 | 0 | 0 | 0 | 0 | 0 | 0 | 0.93522 | 2.1742 | 0 | 0.93522 | 3.1094 | 3.1094 | -1.6012 | 1.5985 | 0.0027334 | 0 | 0 | 1.0021 | 0 | 2.1742 | 5.9545 | 0 | 0 | 0 | 0 | 0 | 0 | 7.5296 | 7.5296 | 1.0021 | 0
115 | 3.91 | 0.33036 | 0.35 | 0.35 | 0.35 | 0 | 0 | 0 | 0 | 0 | 0 | 1.1428 | 2.1434 | 0 | 1.1428 | 3.2863 | 3.2863 | -1.2953 | 1.2926 | 0.0027334 | 0 | 0 | 1.0021 | 0 | 2.1434 | 5.8763 | 0 | 0 | 0 | 0 | 0 | 0 | 7.7265 | 7.7265 | 1.0021 | 0
116 | 3.57 | 0.32861 | 0.35 | 0.35 | 0.35 | 0 | 0 | 0 | 0 | 0 | 0 | 1.0942 | 2.1782 | 10 | 1.0942 | 3.2724 | 13.2724 | 0 | 0 | 0 | 0 | 0 | 1.0021 | 0 | 2.1782 | 5.7279 | 0 | 0 | 2.2564 | 0.49918 | 0 | 0 | 7.8898 | 11.6637 | 1.0021 | 0
117 | 3.43 | 0.34306 | 0.35 | 0.35 | 0.35 | 0 | 0 | 0 | 0 | 0 | 0 | 1.5329 | 2.0487 | 0 | 1.5329 | 3.5816 | 3.5816 | -0.51222 | 0 | 0.51222 | 0 | 0 | 1.0021 | 0 | 2.0487 | 5.8661 | 0 | 0 | 0 | 0 | 0 | 0 | 7.957 | 8.4047 | 1.0021 | 0
118 | 3.39 | 0.36206 | 0.35 | 0.35 | 0.35 | 0 | 0 | 0 | 0 | 0 | 0 | 1.266 | 2.1691 | 0 | 1.266 | 3.4351 | 3.4351 | 0 | 0 | 0 | 0 | 0 | 1.0021 | 0 | 2.1691 | 5.6874 | 0 | 0 | 0.24754 | 0.53311 | 0 | 0 | 7.9762 | 9.6393 | 1.0021 | 0
119 | 3.37 | 0.37646 | 0.35 | 0.35 | 0.35 | 0 | 0 | 0 | 0 | 0 | 0 | 1.0303 | 2.0406 | 0 | 1.0303 | 3.0709 | 3.0709 | -0.91662 | 0.36995 | 0.54667 | 0 | 0 | 1.0021 | 0 | 2.0406 | 5.8598 | 0 | 0 | 0 | 0 | 0 | 0 | 7.9858 | 7.9858 | 1.0021 | 0
120 | 3.22 | 0.41752 | 0.35 | 0.35 | 0.35 | 0 | 0 | 0 | 0 | 0 | 0 | 0.75867 | 2.1988 | 0 | 0.75867 | 2.9575 | 2.9575 | -0.72731 | 0.68357 | 0.043734 | 0 | 0 | 1.0021 | 0 | 2.1988 | 5.5842 | 0 | 0 | 0 | 0 | 0 | 0 | 8.0578 | 8.0578 | 1.0021 | 0
121 | 3.03 | 0.46616 | 0.35 | 0.35 | 0.35 | 0 | 0 | 0 | 0 | 0 | 0 | 0.72646 | 1.6868 | 0 | 0.72646 | 2.4132 | 2.4132 | -0.0029384 | 0 | 0.0029384 | 0 | 0 | 1.0021 | 0 | 1.6868 | 4.182 | 0 | 0 | 0 | 0 | 0 | 0 | 6.2283 | 6.8679 | 1.0021 | 0
122 | 3.12 | 0.50995 | 0.35 | 0.35 | 0.35 | 0 | 0 | 0 | 0 | 0 | 0 | 0.72867 | 1.6681 | 0 | 0.72867 | 2.3968 | 2.3968 | -0.0029384 | 0 | 0.0029384 | 0 | 0 | 1.0021 | 0 | 1.6681 | 4.1574 | 0 | 0 | 0 | 0 | 0 | 0 | 6.185 | 6.8247 | 1.0021 | 0
123 | 2.92 | 0.5481 | 0.35 | 0.35 | 0.35 | 0 | 0 | 0 | 0 | 0 | 0 | 0.80699 | 1.4595 | 0 | 0.80699 | 2.2664 | 2.2664 | -0.0029384 | 0 | 0.0029384 | 0 | 0 | 1.0021 | 0 | 1.4595 | 3.8225 | 0 | 0 | 0 | 0 | 0 | 0 | 6.2811 | 6.2811 | 1.0021 | 0
124 | 2.68 | 0.58646 | 0.35 | 0.35 | 0.35 | 0 | 0 | 0 | 0 | 0 | 0 | 0.92737 | 1.5091 | 0 | 0.92737 | 2.4365 | 2.4365 | -0.0029384 | 0 | 0.0029384 | 0 | 0 | 1.0021 | 0 | 1.5091 | 3.8881 | 0 | 0 | 0 | 0 | 0 | 0 | 6.3963 | 6.3963 | 1.0021 | 0
125 | 2.54 | 0.6275 | 0.35 | 0.35 | 0.35 | 0 | 0 | 0 | 0 | 0 | 0 | 0.84744 | 1.5386 | 0 | 0.84744 | 2.386 | 2.386 | -0.0029384 | 0 | 0.0029384 | 0 | 0 | 1.0021 | 0 | 1.5386 | 3.9258 | 0 | 0 | 0 | 0 | 0 | 0 | 6.4636 | 6.4636 | 1.0021 | 0
126 | 2.11 | 0.652 | 0.35 | 0.35 | 0.35 | 0 | 0 | 0 | 0.2464 | 0 | 0 | 0.83706 | 1.7724 | 0 | 0.83706 | 2.8559 | 2.8559 | 0 | 0 | 0 | 0 | 0 | 1.0021 | 0 | 2.0188 | 4.9968 | 0 | 0 | 0 | 0.5731 | 0 | 0 | 8.5909 | 8.5909 | 1.0021 | 0
127 | 1.94 | 0.63959 | 0.35 | 0.35 | 0.35 | 0 | 0 | 0 | 0 | 0.084664 | 2.8173e-09 | 0.82355 | 2.0717 | 0 | 0.82355 | 2.9799 | 2.9799 | 0 | 0 | 0 | 0 | 0 | 1.2322 | 0 | 2.1563 | 5.2839 | 0 | 0 | 7.9317 | 0 | 0 | 0 | 8.6725 | 16.6042 | 1.2322 | 0
128 | 1.87 | 0.60804 | 0.35 | 0.35 | 0.35 | 0 | 0 | 0 | 0 | 1.1521 | 5.126e-08 | -6.6613e-16 | 1.5482 | 0 | 0.80197 | 2.7003 | 2.7003 | 0 | 0 | 0 | 0 | 0 | 2.1672 | 0 | 1.8984 | 4.6405 | 0 | 0 | 6.7803 | 0 | 0 | 0 | 8.7061 | 15.4864 | 2.1672 | 0
129 | 2.15 | 0.58591 | 0.35 | 0.35 | 0.35 | 0 | 0 | 0 | 0 | 2.1767 | -9.6411e-08 | -6.6613e-16 | 0.33347 | 0 | 0.78351 | 2.5102 | 2.5102 | 0 | 0 | 0 | 0 | 0 | 2.5589 | 0 | 1.7267 | 4.286 | 0 | 0 | 0 | 0 | 0 | 0 | 8.5716 | 8.5716 | 2.5589 | 0
130 | 2.8 | 0.56505 | 0.35 | 0.35 | 0.35 | 0 | 0 | 0 | 0 | 2.437 | -2.0802e-07 | -3.3307e-16 | 0.65512 | 0 | 0.74951 | 3.0921 | 3.0921 | -1.9826 | 1.9826 | 0 | 0 | 0 | 2.6308 | 0 | 2.3426 | 5.2687 | 0 | 0 | 0 | 0 | 0 | 0 | 8.2595 | 8.2595 | 2.6308 | 0
131 | 3.11 | 0.54725 | 0.35 | 0.35 | 0.35 | 0 | 0 | 0 | 0 | 2.5939 | 1.9372e-08 | -6.6613e-16 | 0.55362 | 0 | 0.83657 | 3.1475 | 3.1475 | -1.5471 | 0.95947 | 0.58767 | 0 | 0 | 2.7148 | 0 | 2.3109 | 5.3997 | 0 | 0 | 0 | 0 | 0 | 0 | 8.1107 | 8.8782 | 2.7148 | 0
132 | 3.33 | 0.53588 | 0.35 | 0.35 | 0.35 | -5.7925 | 0 | 5.7925 | 0 | 9.7179 | 1.6689e-08 | -6.6613e-16 | 0 | 0 | 1.314 | 3.9254 | 3.9254 | -4.0787 | 4.0787 | 0 | 0 | 0 | 4.3601 | 0 | 2.6114 | 5.0508 | 0 | 0 | 0 | 0.5731 | 0 | 0 | 8.005 | 8.5167 | 4.3601 | 0
133 | 3.47 | 0.55911 | 0.35 | 0.35 | 0.35 | 0 | 0 | 0 | 0 | 1.5734 | 7.2718e-08 | -3.3307e-16 | 1.4779 | 0 | 0.71775 | 3.0514 | 3.0514 | -1.4364 | 1.4193 | 0.017078 | 0 | 0 | 2.146 | 0 | 2.3336 | 5.4702 | 0 | 0 | 0 | 0 | 0 | 0 | 7.9378 | 8.5135 | 2.146 | 0
134 | 3.48 | 0.61074 | 0.35 | 0.35 | 0.35 | 0 | 0 | 0 | 2.0366 | 0.76241 | 1.0431e-09 | -3.3307e-16 | 0 | 0 | 0.60351 | 2.799 | 2.799 | -0.86949 | 0 | 0.57068 | 0 | 0.29881 | 1.6489 | 0 | 2.1955 | 5.6617 | 0 | 0 | 0 | 0 | 0 | 0 | 7.933 | 8.6366 | 1.6489 | 0
135 | 3.22 | 0.66077 | 0.35 | 0.35 | 0.35 | -4.098 | 0 | 4.098 | 0 | 7.0482 | 2.7448e-07 | -3.3307e-16 | 0 | 0 | 0.57772 | 2.9502 | 2.9502 | 0 | 0 | 0 | 0 | 0 | 2.6656 | 0 | 2.3725 | 5.3464 | 0 | 0 | 0.55174 | 0 | 0 | 0 | 8.0578 | 10.9363 | 2.6656 | 0
136 | 2.66 | 0.66024 | 0.35 | 0.35 | 0.35 | 0 | 0 | 0 | 2.9963 | 0 | 0 | -6.6613e-16 | 0 | 0 | 0.82418 | 2.9963 | 2.9963 | -0.005862 | 0 | 0.005862 | 0 | 0 | 1.0021 | 0 | 2.1721 | 5.4642 | 0 | 0 | 0.8455 | 0 | 0 | 0 | 8.3267 | 9.4781 | 1.0021 | 0
137 | 1.93 | 0.65111 | 0.35 | 0.35 | 0.35 | 0 | 0 | 0 | 3.5464 | 0 | 0 | -6.6613e-16 | 0 | 0 | 1.3737 | 3.5464 | 3.5464 | 0 | 0 | 0 | 0 | 0 | 1.0021 | 0 | 2.1727 | 5.3223 | 0 | 0 | 0 | 0 | 0 | 0.18023 | 8.6773 | 8.6773 | 1.0021 | 0
138 | 0.56 | 0.64369 | 0.35 | 0.35 | 0.35 | 0 | 0 | 0 | 0.48478 | 0 | 0 | 0.75254 | 2.4654 | 10 | 1.2373 | 3.7028 | 13.7028 | 0 | 0 | 0 | 0 | 0 | 1.0021 | 0 | 2.4654 | 5.7516 | 0 | 0 | 0.63965 | 0.068019 | 0 | 0.048027 | 9.3352 | 9.9748 | 1.0021 | 0
139 | 0.52 | 0.64408 | 0.35 | 0.35 | 0.35 | 0 | 0 | 0 | 0 | 0 | 0 | 1.197 | 2.4743 | 0 | 1.197 | 3.6713 | 3.6713 | 0 | 0 | 0 | 0 | 0 | 1.0021 | 0 | 2.4743 | 5.7638 | 0 | 0 | 0 | 0.11417 | 0 | 0 | 9.3544 | 9.3544 | 1.0021 | 0
140 | 0.26 | 0.63672 | 0.35 | 0.35 | 0.35 | 0 | 0 | 0 | 0 | 0 | 0 | 3.4641 | 2.5323 | 0 | 3.4641 | 5.9964 | 5.9964 | 0 | 0 | 0 | 0 | 0 | 1.0021 | 0 | 2.5323 | 5.8429 | 0 | 0 | 1.0874 | 0.10199 | 0 | 0 | 9.4792 | 10.5666 | 1.0021 | 0
141 | -0.07 | 0.62526 | 0.35 | 0.35 | 0.35 | 0 | 0 | 0 | 0 | 0 | 0 | 2.2207 | 2.607 | 0 | 2.2207 | 4.8277 | 4.8277 | 0 | 0 | 0 | 0 | 0 | 1.0021 | 0 | 2.607 | 5.942 | 0 | 0 | 1.0234 | 0.086529 | 0 | 0 | 9.6377 | 10.6611 | 1.0021 | 0
142 | -0.27 | 0.61728 | 0.35 | 0.35 | 0.35 | 0 | 0 | 0 | 0 | 0 | 0 | 1.4343 | 2.653 | 0 | 1.4343 | 4.0873 | 4.0873 | 0 | 0 | 0 | 0 | 0 | 1.0021 | 0 | 2.653 | 6.0015 | 0 | 0 | 3.0064 | 0.077159 | 0 | 0 | 9.7337 | 12.7401 | 1.0021 | 0
143 | -0.84 | 0.60143 | 0.35 | 0.35 | 0.35 | 0 | 0 | 0 | 0 | 0 | 0 | 1.1959 | 2.7865 | 0 | 1.1959 | 3.9824 | 3.9824 | 0 | 0 | 0 | 0 | 0 | 1.0021 | 0 | 2.7865 | 6.1684 | 0 | 0 | 0 | 0.050453 | 0 | 0 | 10.0075 | 10.0075 | 1.0021 | 0
144 | -1.16 | 0.5963 | 0.35 | 0.35 | 0.35 | 0 | 0 | 0 | 0 | 0 | 0 | 0.82247 | 2.9147 | 0 | 0.82247 | 3.7372 | 3.7372 | 0 | 0 | 0 | 0 | 0 | 1.0021 | 0 | 2.9147 | 6.1801 | 0 | 0 | 0 | 0.064192 | 0 | 0 | 10.1611 | 10.1611 | 1.0021 | 0
145 | -1.38 | 0.59133 | 0.35 | 0.35 | 0.35 | 0 | 0 | 0 | 0 | 0 | 0 | 0.81354 | 3.0496 | 0 | 0.81354 | 3.8631 | 3.8631 | -1.7493 | 1.148 | 0.60134 | 0 | 0 | 1.0021 | 0 | 3.0496 | 6.0436 | 0 | 0 | 0 | 0 | 0 | 0 | 8.346 | 8.346 | 1.0021 | 0
146 | -1.23 | 0.5866 | 0.35 | 0.35 | 0.35 | 0 | 0 | 0 | 0 | 0 | 0 | 0.76935 | 3.0526 | 0 | 0.76935 | 3.8219 | 3.8219 | -1.6922 | 1.6892 | 0.0030067 | 0 | 0 | 1.0021 | 0 | 3.0526 | 5.9115 | 0 | 0 | 0 | 0 | 0 | 0 | 8.2739 | 8.2739 | 1.0021 | 0
147 | -0.89 | 0.57183 | 0.35 | 0.35 | 0.35 | 0 | 0 | 0 | 0 | 0 | 0 | 0.63301 | 2.9736 | 0 | 0.63301 | 3.6067 | 3.6067 | -1.6879 | 1.6849 | 0.0030067 | 0 | 0 | 1.0021 | 0 | 2.9736 | 5.8228 | 0 | 0 | 0 | 0 | 0 | 0 | 8.1107 | 8.1107 | 1.0021 | 0
148 | -1.19 | 0.55378 | 0.35 | 0.35 | 0.35 | 0 | 0 | 0 | 0 | 0 | 0 | 0.70016 | 3.0432 | 0 | 0.70016 | 3.7434 | 3.7434 | -1.6917 | 1.6887 | 0.0030067 | 0 | 0 | 1.0021 | 0 | 3.0432 | 5.9011 | 0 | 0 | 0 | 0 | 0 | 0 | 8.2547 | 8.2547 | 1.0021 | 0
149 | -1.37 | 0.5599 | 0.35 | 0.35 | 0.35 | 0 | 0 | 0 | 0 | 0 | 0 | 0.69438 | 3.0855 | 0 | 0.69438 | 3.7799 | 3.7799 | -1.3102 | 1.3072 | 0.0030067 | 0 | 0 | 1.0021 | 0 | 3.0855 | 5.9476 | 0 | 0 | 0 | 0 | 0 | 0 | 8.3412 | 8.7249 | 1.0021 | 0
150 | -1.7 | 0.56002 | 0.35 | 0.35 | 0.35 | 0 | 0 | 0 | 0 | 0 | 0 | 0.82032 | 3.0481 | 0 | 0.82032 | 3.8684 | 3.8684 | 0 | 0 | 0 | 0 | 0 | 1.0021 | 0 | 3.0481 | 6.3288 | 0 | 0 | 0 | 0.041411 | 0 | 0 | 10.4204 | 10.4204 | 1.0021 | 0
151 | -2.11 | 0.54891 | 0.35 | 0.35 | 0.35 | 0 | 0 | 0 | 0 | 0.33993 | 1.8198e-08 | 0.78177 | 2.9622 | 0 | 0.78177 | 4.0839 | 4.0839 | 0 | 0 | 0 | 0 | 0 | 3.0281 | 0 | 3.3021 | 6.0303 | 0 | 0 | 9.0363 | 0.54229 | 0 | 0 | 10.6173 | 21.9391 | 3.0281 | 0
152 | -1.8 | 0.50232 | 0.35 | 0.35 | 0.35 | 0 | 0 | 0 | 0 | 1.2267 | 3.2559e-08 | 1.2577 | 1.316 | 0 | 1.2577 | 3.8003 | 3.8003 | -1.2657 | 0.66434 | 0.60134 | 0 | 0 | 4.143 | 0 | 2.5426 | 5.0485 | 0 | 0 | 0 | 0 | 0 | 0 | 10.4685 | 10.4685 | 4.143 | 0
153 | 0.34 | 0.46965 | 0.35 | 0.35 | 0.35 | -1.1038 | 0 | 1.1038 | 0 | 4.6799 | 3.5763e-09 | -6.6613e-16 | 0 | 0 | 0.79977 | 3.5761 | 3.5761 | -0.94195 | 0.94195 | 0 | 0 | 0 | 3.92 | 0 | 2.7763 | 5.3495 | 0 | 0 | 0 | 0 | 0 | 0 | 9.4408 | 11.1039 | 3.92 | 0
154 | 1.65 | 0.47312 | 0.35 | 0.35 | 0.35 | -4.6524 | 0 | 4.6524 | 0 | 8.2813 | -8.0109e-07 | -6.6613e-16 | 0 | 0 | 1.0796 | 3.6288 | 3.6288 | -3.0036 | 3.0036 | 0 | 0 | 0 | 4.3226 | 0 | 2.5493 | 4.9434 | 0 | 0 | 0 | 0 | 0 | 0 | 8.8118 | 8.8118 | 4.3226 | 0
155 | 2.3 | 0.47846 | 0.35 | 0.35 | 0.35 | -0.92165 | 0 | 0.92165 | 0 | 4.2857 | -2.2233e-07 | -6.6613e-16 | 0 | 0 | 0.94828 | 3.364 | 3.364 | -1.6801 | 1.6801 | 0 | 0 | 0 | 3.376 | 0 | 2.4157 | 5.0277 | 0 | 0 | 0 | 0 | 0 | 0 | 8.4996 | 9.1393 | 3.376 | 0
156 | 3 | 0.46991 | 0.35 | 0.35 | 0.35 | 0 | 0 | 0 | 0 | 1.1715 | -3.9414e-08 | 0.94204 | 1.1471 | 0 | 0.94204 | 3.2606 | 3.2606 | 0 | 0 | 0 | 0 | 0 | 1.9113 | 0 | 2.3186 | 5.3563 | 0 | 0 | 1.5196 | 0 | 0 | 0 | 8.1635 | 11.1059 | 1.9113 | 0
157 | 2.77 | 0.48229 | 0.35 | 0.35 | 0.35 | 0 | 0 | 0 | 0 | 0.72186 | -2.4959e-08 | 1.0183 | 1.5556 | 0 | 1.0183 | 3.2958 | 3.2958 | -0.014022 | 0 | 0.014022 | 0 | 0 | 1.6208 | 0 | 2.2775 | 5.3492 | 0 | 0 | 0 | 0 | 0 | 0 | 8.2739 | 9.2334 | 1.6208 | 0
158 | 2.09 | 0.5121 | 0.35 | 0.35 | 0.35 | 0 | 0 | 0 | 0 | 1.1304 | -8.2403e-08 | 0.53987 | 1.1368 | 0 | 0.53987 | 2.8071 | 2.8071 | 0 | 0 | 0 | 0 | 0 | 1.857 | 0 | 2.2673 | 5.1762 | 0 | 0 | 0 | 0.0036095 | 0 | 0 | 8.6005 | 9.3041 | 1.857 | 0
159 | 1.69 | 0.54315 | 0.35 | 0.35 | 0.35 | 0 | 0 | 0 | 0 | 1.1176 | 1.2219e-07 | 0.58009 | 1.1571 | 0 | 0.58009 | 2.8548 | 2.8548 | -0.43631 | 0.065379 | 0.010516 | 0 | 0.36041 | 1.6257 | 0 | 2.2747 | 5.3285 | 0 | 0 | 0 | 0 | 0 | 0 | 8.7925 | 8.7925 | 1.6257 | 0
160 | 1.16 | 0.55539 | 0.35 | 0.35 | 0.35 | 0 | 0 | 0 | 0 | 0 | 0 | 0.69198 | 2.382 | 0 | 0.69198 | 3.074 | 3.074 | 0 | 0 | 0 | 0 | 0 | 1.0021 | 0 | 2.382 | 5.5009 | 0 | 0 | 0.44776 | 0 | 0 | 0.16207 | 9.0471 | 9.4948 | 1.0021 | 0
161 | 0.45 | 0.56193 | 0.35 | 0.35 | 0.35 | 0 | 0 | 0 | 0 | 0 | 0 | 0.93883 | 2.5385 | 0 | 0.93883 | 3.4773 | 3.4773 | 0 | 0 | 0 | 0 | 0 | 1.0021 | 0 | 2.5385 | 5.7153 | 0 | 0 | 0 | 0.0097783 | 0 | 0.12234 | 9.388 | 9.388 | 1.0021 | 0
162 | -0.3 | 0.56882 | 0.35 | 0.35 | 0.35 | 0 | 0 | 0 | 0 | 0 | 0 | 1.7708 | 2.7099 | 0 | 1.7708 | 4.4807 | 4.4807 | 0 | 0 | 0 | 0 | 0 | 1.0021 | 0 | 2.7099 | 5.9357 | 0 | 0 | 1.5352 | 0.10047 | 0 | 0 | 9.7481 | 11.2833 | 1.0021 | 0
163 | -0.4 | 0.57504 | 0.35 | 0.35 | 0.35 | 0 | 0 | 0 | 0 | 0 | 0 | 1.1103 | 2.7333 | 0 | 1.1103 | 3.8435 | 3.8435 | 0 | 0 | 0 | 0 | 0 | 1.0021 | 0 | 2.7333 | 5.9646 | 0 | 0 | 0 | 0.096255 | 0 | 0 | 9.7962 | 9.7962 | 1.0021 | 0
164 | -0.39 | 0.58468 | 0.35 | 0.35 | 0.35 | 0 | 0 | 0 | 0 | 0 | 0 | 0.8421 | 2.7309 | 0 | 0.8421 | 3.573 | 3.573 | 0 | 0 | 0 | 0 | 0 | 1.0021 | 0 | 2.7309 | 5.9617 | 0 | 0 | 0.51172 | 0.096677 | 0 | 0 | 9.7914 | 10.3031 | 1.0021 | 0
165 | -0.32 | 0.60517 | 0.35 | 0.35 | 0.35 | 0 | 0 | 0 | 0 | 0 | 0 | 1.0104 | 2.7146 | 0 | 1.0104 | 3.725 | 3.725 | 0 | 0 | 0 | 0 | 0 | 1.0021 | 0 | 2.7146 | 5.9415 | 0 | 0 | 1.9829 | 0.09963 | 0 | 0 | 9.7578 | 11.7407 | 1.0021 | 0
166 | -0.41 | 0.62755 | 0.35 | 0.35 | 0.35 | 0 | 0 | 0 | 2.3956 | 0 | 0 | -6.6613e-16 | 1.1719 | 0 | 0.83187 | 3.5675 | 3.5675 | 0 | 0 | 0 | 0 | 0 | 1.0021 | 0 | 2.7356 | 5.9675 | 0 | 0 | 0 | 0.095833 | 0 | 0 | 9.801 | 9.801 | 1.0021 | 0
167 | -0.9 | 0.6438 | 0.35 | 0.35 | 0.35 | 0 | 0 | 0 | 3.6051 | 0 | 0 | -6.6613e-16 | 0 | 0 | 0.75325 | 3.6051 | 3.6051 | 0 | 0 | 0 | 0 | 0 | 1.0021 | 0 | 2.8518 | 6.1072 | 0 | 0 | 0 | 0.075161 | 0 | 0 | 10.0363 | 10.0363 | 1.0021 | 0

## Flex_ts_plot_summer
| Temp. air in °C | CO2 eq. [kg/kWh] | elec. price household [€/kWh] | elec. price heating [€/kWh] | elec. price e-mob. [€/kWh] | Helper variable: neg. sum el | Feed-in | Battery-charge | Battery-discharge | PV | PV curtailed | Grid-demand | Grid-heatpump | Grid-eMob | El. Demand | El. Demand with heating / AC | Total El. Demand incl. EV charging | Helper variable: neg. sum th | Dhw-storage-charge | Buffer-storage-charge | Buffer-storage-charge-HT | Th. inertia-charge | Heat gains used | Solar-thermal | Heatpump-el | Heatpump-ambient heat | Gas boiler | Direct el. heater | Dhw-storage-discharge | Buffer-storage-discharge | Buffer-storage-discharge-HT | Th. inertia-discharge | Roomheat Demand | Th. Demand | Heat gains | Qmax solar-thermal
0 | 11.01 | 0.22531 | 0.35 | 0.25861 | 0.25861 | 0 | 0 | 0 | 0 | 0 | 0 | -3.3307e-16 | 1.4133 | 0 | 0.51172 | 1.4081 | 1.4081 | 0 | 0 | 0 | 0 | 0 | 1.5417 | 0 | 0.89637 | 4.2036 | 0 | 0 | 0 | 0 | 0 | 0 | 6.6416 | 6.6416 | 1.5417 | 0
1 | 10.74 | 0.22015 | 0.35 | 0.24536 | 0.24536 | 0 | 0 | 0 | 0 | 0 | 0 | -3.3307e-16 | 0.8488 | 0 | 0.42677 | 0.84449 | 0.84449 | 0 | 0 | 0 | 0 | 0 | 1.5417 | 0 | 0.41772 | 1.9266 | 0 | 0 | 0 | 0 | 0 | 0 | 3.886 | 3.886 | 1.5417 | 0
2 | 10.12 | 0.21822 | 0.35 | 0.22152 | 0.22152 | 0 | 0 | 0 | 0 | 0 | 0 | -3.3307e-16 | 1.0928 | 0 | 0.38187 | 1.0889 | 1.0889 | 0 | 0 | 0 | 0 | 0 | 1.5417 | 0 | 0.70703 | 2.671 | 0 | 0 | 0 | 0 | 0 | 0 | 4.344 | 4.9197 | 1.5417 | 0
3 | 9.72 | 0.21479 | 0.35 | 0.21595 | 0.21595 | 0 | 0 | 0 | 0 | 0 | 0 | -1.6653e-16 | 0.93855 | 0 | 0.36122 | 0.9349 | 0.9349 | 0 | 0 | 0 | 0 | 0 | 1.5417 | 0 | 0.57368 | 2.5242 | 0 | 0 | 0 | 0 | 0 | 0 | 4.6395 | 4.6395 | 1.5417 | 0
4 | 9.54 | 0.22338 | 0.35 | 0.21263 | 0.21263 | 0 | 0 | 0 | 0 | 0 | 0 | -3.3307e-16 | 1.185 | 0 | 0.38887 | 1.181 | 1.181 | 0 | 0 | 0 | 0 | 0 | 1.5417 | 0 | 0.79218 | 3.0143 | 0 | 0 | 0 | 0 | 0 | 0 | 4.7725 | 5.3482 | 1.5417 | 0
5 | 9.55 | 0.24281 | 0.35 | 0.25589 | 0.25589 | 0 | 0 | 0 | 0 | 1.2548 | 6.1765e-08 | -3.3307e-16 | 0 | 0 | 0.57657 | 1.2548 | 1.2548 | -2.0143 | 2.0143 | 0 | 0 | 0 | 4.7651 | 0 | 0.67823 | 1.3361 | 0 | 0 | 0 | 0 | 0 | 0 | 4.7651 | 4.7651 | 5.5722 | 0
6 | 10.01 | 0.23973 | 0.35 | 0.27994 | 0.27994 | -0.29731 | 0.29731 | 0 | 0 | 2.4673 | -2.1011e-08 | -3.3307e-16 | 0 | 0 | 0.49901 | 2.17 | 2.17 | -7.6182 | 5.014 | 0 | 0 | 2.6042 | 9.9845 | 0 | 1.671 | 3.3431 | 0 | 0 | 0 | 0 | 0 | 0 | 7.3804 | 7.3804 | 9.9845 | 0
7 | 10.7 | 0.22596 | 0.35 | 0.29105 | 0.29105 | -2.7604 | 2.7604 | 0 | 0 | 3.2094 | 1.7881e-07 | -3.3307e-16 | 0 | 0 | 0.449 | 0.449 | 0.449 | -4.2013 | 0 | 0 | 0 | 4.2013 | 11.0719 | 0 | 0 | 0 | 0 | 0 | 6.8443 | 0 | 0 | 0 | 6.8706 | 13.7149 | 11.0719 | 0
8 | 11.43 | 0.21589 | 0.35 | 0.26558 | 0.26558 | -2.0098 | 2.0098 | 0 | 0 | 2.7899 | -2.566e-07 | -3.3307e-16 | 0 | 0 | 0.5944 | 0.7801 | 0.7801 | 0 | 0 | 0 | 0 | 0 | 4.6817 | 0 | 0.1857 | 0.38999 | 0 | 0 | 0 | 0 | 0 | 1.6496 | 6.3313 | 6.907 | 4.6817 | 0
9 | 12.41 | 0.20618 | 0.35 | 0.26201 | 0.26201 | -2.0699 | 2.0699 | 0 | 0 | 2.9074 | 1.0371e-07 | -6.6613e-16 | 0 | 0 | 0.83751 | 0.83751 | 0.83751 | 0 | 0 | 0 | 0 | 0 | 4.7989 | 0 | 0 | 0 | 0 | 0 | 0 | 0 | 0 | 0.80844 | 5.6073 | 5.6073 | 4.7989 | 0
10 | 13.39 | 0.19452 | 0.35 | 0.25179 | 0.25179 | -6.355 | 6.355 | 0 | 0 | 7.0509 | 1.1802e-07 | -3.3307e-16 | 0 | 0 | 0.69592 | 0.69592 | 0.69592 | -4.0024 | 0 | 0 | 0 | 4.0024 | 8.8857 | 0 | 0 | 0 | 0 | 0 | 0 | 0 | 0 | 0 | 4.8833 | 4.8833 | 8.8857 | 0
11 | 14.15 | 0.18674 | 0.35 | 0.23369 | 0.23369 | -8.2885 | 1.9005 | 6.3879 | 0 | 9.2456 | -2.563e-08 | -3.3307e-16 | 0 | 0 | 0.57689 | 0.9571 | 0.9571 | -2.3478 | 0 | 1.2511 | 0 | 1.0968 | 5.4186 | 0 | 0.38021 | 0.87087 | 0 | 0 | 0 | 0 | 0 | 0 | 4.3218 | 4.3218 | 9.7087 | 0
12 | 14.24 | 0.19078 | 0.35 | 0.21718 | 0.21718 | -9.2956 | 0 | 9.2956 | 0 | 10.3813 | -6.5923e-07 | -3.3307e-16 | 0 | 0 | 0.62008 | 1.0857 | 1.0857 | -4.8525 | 0 | 0 | 0 | 4.8525 | 9.1078 | 0 | 0.46565 | 1.0695 | 0 | 0 | 0 | 0 | 0 | 0 | 4.2553 | 5.7905 | 9.1078 | 0
13 | 15.12 | 0.18545 | 0.35 | 0.20547 | 0.20547 | -0.82149 | 0 | 0.82149 | 0 | 6.36 | -1.7881e-09 | -3.3307e-16 | 0 | 0 | 0.66122 | 5.5385 | 5.5385 | -19.1854 | 10.5769 | 4.9074 | 0 | 3.7011 | 7.3063 | 0 | 4.8773 | 11.5026 | 0 | 0 | 0 | 0 | 0 | 0 | 3.6052 | 4.5007 | 7.3063 | 0
14 | 14.66 | 0.18666 | 0.35 | 0.20172 | 0.20172 | -4.9261 | 0 | 4.9261 | 0 | 5.3372 | 4.1127e-08 | -3.3307e-16 | 0 | 0 | 0.40177 | 0.41101 | 0.41101 | -2.2659 | 0 | 0.03073 | 0 | 2.2352 | 6.1802 | 0 | 0.0092388 | 0.021491 | 0 | 0 | 0 | 0 | 0 | 0 | 3.9451 | 3.9451 | 6.1802 | 0
15 | 14.47 | 0.19132 | 0.35 | 0.19386 | 0.19386 | -4.0313 | 0 | 4.0313 | 0 | 4.4105 | 6.1095e-08 | -1.6653e-16 | 0 | 0 | 0.36998 | 0.37925 | 0.37925 | -0.36557 | 0 | 0.03073 | 0 | 0.33484 | 4.4203 | 0 | 0.0092758 | 0.021454 | 0 | 0 | 0 | 0 | 0 | 0 | 4.0854 | 4.0854 | 5.3002 | 0
16 | 14.3 | 0.21485 | 0.35 | 0.19643 | 0.19643 | -0.62614 | 0 | 0.62614 | 0 | 1.2663 | 1.0401e-07 | -3.3307e-16 | 0 | 0 | 0.40564 | 0.64019 | 0.64019 | -0.36557 | 0 | 0.03073 | 0 | 0.33484 | 3.0519 | 0 | 0.23455 | 1.2901 | 0 | 0 | 0 | 0 | 0 | 0 | 4.211 | 4.211 | 3.0519 | 0
17 | 13.68 | 0.25444 | 0.35 | 0.22422 | 0.22422 | -0.92385 | 0 | 0.92385 | 0 | 2.0435 | -3.621e-08 | -6.6613e-16 | 0 | 0 | 0.82419 | 1.1196 | 1.1196 | -0.36557 | 0 | 0.03073 | 0 | 0.33484 | 3.1579 | 0 | 0.29542 | 1.5813 | 0 | 0 | 0 | 0 | 0 | 0 | 4.6691 | 4.6691 | 3.1579 | 0
18 | 12.94 | 0.30699 | 0.35 | 0.27548 | 0.27548 | 0 | 0 | 0 | 8.899 | 0.15316 | -3.9116e-10 | -6.6613e-16 | 0 | 0 | 0.85024 | 1.3951 | 9.0521 | -0.0046059 | 0 | 0 | 0.0046059 | 0 | 1.8189 | 0 | 0.54486 | 2.8566 | 0 | 0 | 0 | 0 | 0 | 0 | 5.2158 | 5.2158 | 1.8189 | 0
19 | 12.13 | 0.29876 | 0.35 | 0.30579 | 0.30579 | 0 | 0 | 0 | 2.4694 | 0 | 0 | -1.3323e-15 | 0 | 0 | 1.6994 | 1.7002 | 2.4694 | -0.0046059 | 0 | 0 | 0.0046059 | 0 | 1.5417 | 0 | 0.0007663 | 0.0038396 | 0 | 0 | 0.57569 | 0 | 0 | 4.2725 | 5.8142 | 6.3899 | 1.5417 | 0
20 | 11.96 | 0.29512 | 0.35 | 0.31312 | 0.31312 | 0 | 0 | 0 | 1.8947 | 0 | 0 | -6.6613e-16 | 0 | 0 | 1.1255 | 1.1255 | 1.8947 | 0 | 0 | 0 | 0 | 0 | 1.5417 | 0 | 0 | 0 | 0 | 0 | 1.1514 | 0 | 0 | 4.3981 | 5.9398 | 7.0911 | 1.5417 | 0
21 | 11.86 | 0.29699 | 0.35 | 0.30892 | 0.30892 | 0 | 0 | 0 | 1.9931 | 0 | 0 | -6.6613e-16 | 0 | 0 | 0.77492 | 1.2239 | 1.9931 | 0 | 0 | 0 | 0 | 0 | 1.5417 | 0 | 0.44895 | 2.2148 | 0 | 0 | 0.44776 | 0 | 0 | 1.8082 | 6.0136 | 6.4614 | 1.5417 | 0
22 | 11.52 | 0.27057 | 0.35 | 0.27415 | 0.27415 | 0 | 0 | 0 | 1.4161 | 0 | 0 | -3.3307e-16 | 0 | 0 | 0.64691 | 0.64691 | 1.4161 | 0 | 0 | 0 | 0 | 0 | 1.5417 | 0 | 0 | 0 | 0 | 0 | 0 | 1.092 | 0 | 3.6311 | 6.2648 | 6.2648 | 1.5417 | 0
23 | 11.46 | 0.25041 | 0.35 | 0.22848 | 0.22848 | 0 | 0 | 0 | 1.39 | 0 | 0 | -3.3307e-16 | 0 | 0 | 0.6208 | 0.6208 | 1.39 | 0 | 0 | 0 | 0 | 0 | 1.5417 | 0 | 0 | 0 | 0 | 0 | 0 | 4.7587 | 0.0088271 | 0 | 6.3091 | 6.3091 | 1.5417 | 0
24 | 11.09 | 0.24651 | 0.35 | 0.22392 | 0.22392 | 0 | 0 | 0 | 1.1149 | 0 | 0 | -1.6653e-16 | 0 | 0 | 0.34567 | 0.34567 | 1.1149 | -1.5417 | 0 | 0 | 0 | 1.5417 | 1.5417 | 0 | 0 | 0 | 0 | 0 | 0 | 0 | 0 | 0 | 0 | 0 | 1.5417 | 0
25 | 10.84 | 0.24878 | 0.35 | 0.21506 | 0.21506 | 0 | 0 | 0 | 1.1572 | 0 | 0 | -3.3307e-16 | 0 | 0 | 0.38797 | 0.38797 | 1.1572 | 0 | 0 | 0 | 0 | 0 | 0 | 0 | 0 | 0 | 0 | 0 | 0 | 0 | 0 | 0 | 0 | 0 | 1.5417 | 0
26 | 10.78 | 0.25609 | 0.35 | 0.21101 | 0.21101 | 0 | 0 | 0 | 1.1689 | 0 | 0 | -3.3307e-16 | 0 | 0 | 0.39963 | 0.39963 | 1.1689 | 0 | 0 | 0 | 0 | 0 | 0 | 0 | 0 | 0 | 0 | 0 | 0 | 0 | 0 | 0 | 0 | 0 | 1.5417 | 0
27 | 10.37 | 0.28458 | 0.35 | 0.20121 | 0.20121 | 0 | 0 | 0 | 1.1541 | 0 | 0 | -3.3307e-16 | 0 | 0 | 0.38488 | 0.38488 | 1.1541 | 0 | 0 | 0 | 0 | 0 | 0 | 0 | 0 | 0 | 0 | 0 | 0 | 0 | 0 | 0 | 0 | 0 | 1.5417 | 0
28 | 9.88 | 0.30175 | 0.35 | 0.20137 | 0.20137 | 0 | 0 | 0 | 1.2407 | 0 | 0 | -3.3307e-16 | 0 | 0 | 0.47143 | 0.47143 | 1.2407 | 0 | 0 | 0 | 0 | 0 | 0 | 0 | 0 | 0 | 0 | 0 | 0 | 0 | 0 | 0 | 0 | 0 | 1.5417 | 0
29 | 10.19 | 0.28423 | 0.35 | 0.24871 | 0.24871 | 0 | 0 | 0 | 0.5846 | 0.59287 | -2.9653e-08 | -3.3307e-16 | 0 | 0 | 0.40824 | 0.40824 | 1.1775 | 0 | 0 | 0 | 0 | 0 | 0 | 0 | 0 | 0 | 0 | 0 | 0.51172 | 0 | 0 | 0 | 0 | 0.51172 | 2.6777 | 0
30 | 12.05 | 0.24997 | 0.35 | 0.28214 | 0.28214 | 0 | 0 | 0 | 0 | 2.3421 | -2.2948e-08 | -1.6653e-16 | 0 | 0 | 0.36015 | 0.36015 | 2.3421 | 0 | 0 | 0 | 0 | 0 | 0 | 0 | 0 | 0 | 0 | 0 | 0.51172 | 0 | 0 | 0 | 0 | 0.51172 | 7.5234 | 0
31 | 13.78 | 0.20649 | 0.35 | 0.26356 | 0.26356 | 0 | 0 | 0 | 0 | 3.0466 | 1.4752e-07 | -3.3307e-16 | 0 | 0 | 0.37786 | 0.37786 | 3.0466 | 0 | 0 | 0 | 0 | 0 | 0 | 0 | 0 | 0 | 0 | 0 | 5.9487 | 0 | 0 | 0 | 0 | 5.9487 | 11.4294 | 0
32 | 15.49 | 0.189 | 0.35 | 0.24328 | 0.24328 | -4.1761 | 4.1761 | 0 | 0 | 4.5527 | -2.4706e-07 | -3.3307e-16 | 0 | 0 | 0.37661 | 0.37661 | 0.37661 | -6.3145 | 0 | 0 | 0 | 6.3145 | 6.3145 | 0 | 0 | 0 | 0 | 0 | 0.44776 | 0 | 0 | 0 | 0 | 0.44776 | 12.5154 | 0
33 | 16.72 | 0.17772 | 0.35 | 0.22321 | 0.22321 | -7.7039 | 7.7039 | 0 | 0 | 8.0729 | 3.5763e-08 | -1.6653e-16 | 0 | 0 | 0.36893 | 0.36893 | 0.36893 | 0 | 0 | 0 | 0 | 0 | 0 | 0 | 0 | 0 | 0 | 0 | 0 | 0 | 0 | 0 | 0 | 0 | 12.0701 | 0
34 | 17.96 | 0.17773 | 0.35 | 0.217 | 0.217 | -7.7099 | 7.7099 | 0 | 0 | 8.4279 | -1.6034e-07 | -3.3307e-16 | 0 | 0 | 0.55616 | 0.718 | 0.718 | 0 | 0 | 0 | 0 | 0 | 0 | 0 | 0.16184 | 0.41385 | 0 | 0 | 0 | 0 | 0 | 0 | 0 | 0.57569 | 10.1263 | 0
35 | 18.77 | 0.17464 | 0.35 | 0.21022 | 0.21022 | 0 | 0 | 0 | 0 | 2.1349 | 7.3127 | -6.6613e-16 | 0 | 0 | 0.79729 | 2.1349 | 2.1349 | -4.834 | 4.834 | 0 | 0 | 0 | 0 | 0 | 1.3376 | 3.4964 | 0 | 0 | 0 | 0 | 0 | 0 | 0 | 0 | 9.8678 | 0
36 | 19.16 | 0.17281 | 0.35 | 0.20216 | 0.20216 | 0 | 0 | 0 | 0 | 6.06 | 6.2379 | -6.6613e-16 | 0 | 0 | 0.91722 | 6.06 | 6.06 | -13.724 | 13.5938 | 0.13019 | 0 | 0 | 0 | 0 | 4.9982 | 13.2011 | 0 | 0.13019 | 0 | 0 | 0 | 0 | 0 | 4.6055 | 8.8275 | 0
37 | 19.27 | 0.17584 | 0.35 | 0.18696 | 0.18696 | -8.8213 | 0 | 8.8213 | 0 | 11.4664 | 2.0103 | -6.6613e-16 | 0 | 0 | 0.89408 | 2.6452 | 2.6452 | -6.1085 | 0.092018 | 6.0165 | 0 | 0 | 0 | 0 | 1.6488 | 4.3676 | 0 | 0.092018 | 0 | 0 | 0 | 0 | 0 | 0 | 6.3156 | 0
38 | 19.01 | 0.19199 | 0.35 | 0.18917 | 0.18917 | -12.8565 | 0 | 12.8565 | 0 | 13.34 | 6.1989e-07 | -3.3307e-16 | 0 | 0 | 0.44972 | 0.48353 | 0.48353 | -6.3207 | 0.092018 | 0.03073 | 0 | 6.198 | 6.198 | 0 | 0.033808 | 0.08894 | 0 | 0 | 0 | 0 | 0 | 0 | 0 | 0 | 6.198 | 0
39 | 18.96 | 0.20865 | 0.35 | 0.18502 | 0.18502 | -9.1958 | 0 | 9.1958 | 0 | 9.8922 | -2.9087e-07 | -3.3307e-16 | 0 | 0 | 0.66255 | 0.69639 | 0.69639 | -0.12275 | 0.092018 | 0.03073 | 0 | 0 | 0 | 0 | 0.033841 | 0.088907 | 0 | 0 | 0 | 0 | 0 | 0 | 0 | 0 | 6.1423 | 0
40 | 18.65 | 0.24819 | 0.35 | 0.19691 | 0.19691 | -3.1346 | 0 | 3.1346 | 0 | 4.3176 | -2.0921e-07 | -6.6613e-16 | 0 | 0 | 0.97156 | 1.183 | 1.183 | -0.12275 | 0.092018 | 0.03073 | 0 | 0 | 0 | 0 | 0.21145 | 0.55094 | 0 | 0 | 0 | 0 | 0 | 0 | 0 | 0.63965 | 4.5887 | 0
41 | 18.06 | 0.27372 | 0.35 | 0.2606 | 0.2606 | -2.0186 | 1.9508 | 0.067771 | 0 | 2.6165 | 2.2352e-08 | -3.3307e-16 | 0 | 0 | 0.40193 | 0.59789 | 0.59789 | -3.4499 | 0.092018 | 0.03073 | 0 | 3.3272 | 3.3272 | 0 | 0.19596 | 0.50248 | 0 | 0 | 0 | 0 | 0 | 0 | 0 | 0.57569 | 3.3272 | 0
42 | 16.93 | 0.30808 | 0.35 | 0.29529 | 0.29529 | 0 | 0 | 0 | 0.47129 | 0.90899 | 1.3858e-08 | -3.3307e-16 | 0 | 0 | 0.61105 | 0.61105 | 1.3803 | 0 | 0 | 0 | 0 | 0 | 0 | 0 | 0 | 0 | 0 | 0 | 1.1514 | 0 | 0 | 0 | 0 | 1.1514 | 2.1445 | 0
43 | 15.73 | 0.32364 | 0.35 | 0.33593 | 0.33593 | 0 | 0 | 0 | 1.7169 | 0 | 0 | -6.6613e-16 | 0 | 0 | 0.94767 | 0.94767 | 1.7169 | -1.5417 | 0 | 0 | 0 | 1.5417 | 1.5417 | 0 | 0 | 0 | 0 | 0 | 1.2793 | 0 | 0 | 0 | 0 | 1.2793 | 1.5417 | 0
44 | 14.82 | 0.32657 | 0.35 | 0.3395 | 0.3395 | 0 | 0 | 0 | 2.2674 | 0 | 0 | -6.6613e-16 | 0 | 0 | 1.4982 | 1.4982 | 2.2674 | 0 | 0 | 0 | 0 | 0 | 0 | 0 | 0 | 0 | 0 | 0 | 0.51172 | 0 | 0 | 0 | 0 | 0.51172 | 1.5417 | 0
45 | 14.17 | 0.33028 | 0.35 | 0.33245 | 0.33245 | 0 | 0 | 0 | 2.3972 | 0 | 0 | -1.3323e-15 | 0 | 0 | 1.6279 | 1.6279 | 2.3972 | -1.5417 | 0 | 0 | 0 | 1.5417 | 1.5417 | 0 | 0 | 0 | 0 | 0 | 0 | 0 | 0 | 0 | 0 | 0 | 1.5417 | 0
46 | 13.88 | 0.32713 | 0.35 | 0.32105 | 0.32105 | 0 | 0 | 0 | 2.0733 | 0 | 0 | -6.6613e-16 | 0 | 0 | 1.3041 | 1.3041 | 2.0733 | 0 | 0 | 0 | 0 | 0 | 0 | 0 | 0 | 0 | 0 | 0 | 0 | 0 | 0 | 0 | 0 | 0 | 1.5417 | 0
47 | 13.51 | 0.30799 | 0.35 | 0.29682 | 0.29682 | 0 | 0 | 0 | 1.5258 | 0 | 0 | -6.6613e-16 | 0 | 0 | 0.75654 | 0.75654 | 1.5258 | -1.5417 | 0 | 0 | 0 | 1.5417 | 1.5417 | 0 | 0 | 0 | 0 | 0 | 0 | 0 | 0 | 0 | 0 | 0 | 1.5417 | 0
48 | 12.98 | 0.29298 | 0.35 | 0.29481 | 0.29481 | 0 | 0 | 0 | 1.3276 | 0 | 0 | -3.3307e-16 | 0 | 0 | 0.55835 | 0.55835 | 1.3276 | 0 | 0 | 0 | 0 | 0 | 1.5417 | 0 | 0 | 0 | 0 | 0 | 0 | 0 | 0 | 3.6445 | 5.1862 | 5.1862 | 1.5417 | 0
49 | 12.3 | 0.28449 | 0.35 | 0.28136 | 0.28136 | 0 | 0 | 0 | 0.79566 | 0 | 0 | -3.3307e-16 | 0 | 0.3675 | 0.39393 | 0.39393 | 1.1632 | 0 | 0 | 0 | 0 | 0 | 1.5417 | 0 | 0 | 0 | 0 | 0 | 0 | 0 | 0 | 1.1918 | 2.7335 | 2.7335 | 1.5417 | 0
50 | 11.85 | 0.27909 | 0.35 | 0.28229 | 0.28229 | 0 | 0 | 0 | 0.34949 | 0 | 0 | -1.6653e-16 | 0 | 0.76923 | 0.34949 | 0.34949 | 1.1187 | 0 | 0 | 0 | 0 | 0 | 1.5417 | 0 | 0 | 0 | 0 | 0 | 0 | 0 | 0 | 1.5243 | 3.0659 | 3.0659 | 1.5417 | 0
51 | 12.12 | 0.28745 | 0.35 | 0.28001 | 0.28001 | 0 | 0 | 0 | 0.35861 | 0 | 0 | -1.6653e-16 | 0 | 0.76923 | 0.35861 | 0.35861 | 1.1278 | 0 | 0 | 0 | 0 | 0 | 1.5417 | 0 | 0 | 0 | 0 | 0 | 0 | 0 | 0 | 1.3248 | 2.8665 | 2.8665 | 1.5417 | 0
52 | 12.37 | 0.29265 | 0.35 | 0.2696 | 0.2696 | 0 | 0 | 0 | 0 | 0 | 0 | -3.3307e-16 | 0.39389 | 10.7692 | 0.38995 | 0.38995 | 11.1592 | 0 | 0 | 0 | 0 | 0 | 1.5417 | 0 | 0 | 0 | 0 | 0 | 0 | 0 | 0 | 1.1401 | 2.6818 | 2.6818 | 1.5417 | 0
53 | 12.86 | 0.30614 | 0.35 | 0.30188 | 0.30188 | 0 | 0 | 0 | 1.211 | 0.047321 | 3.0734e-09 | -3.3307e-16 | 0 | 0 | 0.48906 | 0.48906 | 1.2583 | 0 | 0 | 0 | 0 | 0 | 1.7528 | 0 | 0 | 0 | 0 | 0 | 0 | 0 | 0 | 0.56694 | 2.3198 | 2.3198 | 1.7528 | 0
54 | 13.27 | 0.29933 | 0.35 | 0.3433 | 0.3433 | 0 | 0 | 0 | 0.63487 | 0.60742 | -1.125e-08 | -3.3307e-16 | 0 | 0 | 0.47306 | 0.47306 | 1.2423 | 0 | 0 | 0 | 0 | 0 | 2.5218 | 0 | 0 | 0 | 0 | 0 | 0 | 0 | 0 | 2.4501 | 4.972 | 4.972 | 2.5218 | 0
55 | 13.53 | 0.27808 | 0.35 | 0.35546 | 0.35546 | 0 | 0 | 0 | 1.2163 | 0.60684 | -2.5928e-08 | -6.6613e-16 | 0 | 0 | 1.054 | 1.054 | 1.8232 | 0 | 0 | 0 | 0 | 0 | 2.5218 | 0 | 0 | 0 | 0 | 0 | 8.5713 | 0.22583 | 0 | 2.0322 | 4.7799 | 13.3512 | 2.5218 | 0
56 | 14.88 | 0.25755 | 0.35 | 0.33831 | 0.33831 | -0.77404 | 0 | 0.77404 | 0 | 1.2567 | -4.5002e-08 | -3.3307e-16 | 0 | 0 | 0.39112 | 0.48269 | 0.48269 | 0 | 0 | 0 | 0 | 0 | 3.1476 | 0 | 0.091569 | 0.54336 | 0 | 0 | 0 | 0 | 0 | 0 | 3.7825 | 3.7825 | 3.1476 | 0
57 | 16.19 | 0.24844 | 0.35 | 0.32649 | 0.32649 | -2.2704 | 0 | 2.2704 | 0 | 2.6645 | 8.3148e-08 | -3.3307e-16 | 0 | 0 | 0.39417 | 0.39417 | 0.39417 | -1.8023 | 0 | 0 | 0 | 1.8023 | 4.617 | 0 | 0 | 0 | 0 | 0 | 0 | 0 | 0 | 0 | 2.8147 | 2.8147 | 4.617 | 0
58 | 16.71 | 0.24259 | 0.35 | 0.31466 | 0.31466 | -0.16041 | 0 | 0.16041 | 0 | 1.6934 | -8.7768e-08 | -1.3323e-15 | 0 | 0 | 1.533 | 1.533 | 1.533 | -0.15353 | 0 | 0 | 0 | 0.15353 | 2.5841 | 0 | 0 | 0 | 0 | 0 | 0 | 0 | 0 | 0 | 2.4306 | 2.4306 | 3.6771 | 0
59 | 16.34 | 0.2303 | 0.35 | 0.30208 | 0.30208 | -4.957 | 0 | 4.957 | 0 | 6.4981 | -1.4424e-07 | -1.3323e-15 | 0 | 0 | 1.5411 | 1.5411 | 1.5411 | -5.5551 | 0 | 0 | 0 | 5.5551 | 8.259 | 0 | 0 | 0 | 0 | 0 | 0.51172 | 0 | 0 | 0 | 2.7039 | 3.2156 | 8.259 | 0
60 | 16.57 | 0.23401 | 0.35 | 0.28185 | 0.28185 | -3.6652 | 0 | 3.6652 | 0 | 5.3781 | 1.1086e-07 | -6.6613e-16 | 0 | 0 | 1.1028 | 1.7128 | 1.7128 | -4.7357 | 0 | 0 | 0 | 4.7357 | 7.2697 | 0 | 0.61009 | 1.5008 | 0 | 0 | 0 | 0 | 0 | 0 | 2.534 | 4.6448 | 7.2697 | 0
61 | 17.47 | 0.25491 | 0.35 | 0.25697 | 0.25697 | -1.5945 | 0 | 1.5945 | 0 | 6.142 | 2.1696e-07 | -3.3307e-16 | 0 | 0 | 0.72665 | 4.5474 | 4.5474 | -19.015 | 13.3939 | 0 | 0.14413 | 5.477 | 7.3462 | 0 | 3.8208 | 9.7172 | 0 | 0 | 0 | 0 | 0 | 0 | 1.8691 | 1.8691 | 7.3462 | 0
62 | 17.09 | 0.28347 | 0.35 | 0.25742 | 0.25742 | -0.89525 | 0 | 0.89525 | 0 | 1.2902 | -7.1079e-08 | -3.3307e-16 | 0 | 0 | 0.39492 | 0.39492 | 0.39492 | -0.94413 | 0 | 0 | 0 | 0.94413 | 3.094 | 0 | 0 | 0 | 0 | 0 | 0 | 0 | 0 | 0 | 2.1498 | 2.1498 | 3.094 | 0
63 | 17.23 | 0.30469 | 0.35 | 0.26033 | 0.26033 | -0.19863 | 0 | 0.19863 | 0 | 1.1494 | -2.2724e-08 | -6.6613e-16 | 0 | 0 | 0.9496 | 0.95074 | 0.95074 | -0.91627 | 0 | 0 | 0.0086145 | 0.90765 | 2.9541 | 0 | 0.001137 | 0.0074774 | 0 | 0 | 0 | 0 | 0 | 0 | 2.0464 | 2.0464 | 2.9541 | 0
64 | 16.93 | 0.34402 | 0.35 | 0.27288 | 0.27288 | -0.054791 | 0 | 0.054791 | 0 | 0.83431 | -5.8115e-09 | -6.6613e-16 | 0 | 0 | 0.77894 | 0.77951 | 0.77951 | -0.33916 | 0 | 0 | 0.004318 | 0.33484 | 2.6029 | 0 | 0.00057618 | 0.0037418 | 0 | 0 | 0 | 0 | 0 | 0 | 2.268 | 2.268 | 2.6324 | 0
65 | 15.99 | 0.39279 | 0.35 | 0.30122 | 0.30122 | 0 | 0 | 0 | 0.067679 | 0.50513 | -2.3209e-08 | -3.3307e-16 | 0 | 0 | 0.57281 | 0.57281 | 0.57281 | 0 | 0 | 0 | 0 | 0 | 2.2827 | 0 | 0 | 0 | 0 | 0 | 1.0234 | 0 | 0 | 0.67979 | 2.9625 | 3.9859 | 2.2827 | 0
66 | 14.87 | 0.42124 | 0.35 | 0.34007 | 0.34007 | 0 | 0 | 0 | 9.4811 | 0.022348 | -4.4005e-10 | -6.6613e-16 | 0 | 0 | 1.0011 | 1.0011 | 9.5035 | 0 | 0 | 0 | 0 | 0 | 1.6816 | 0 | 0 | 0 | 0 | 0 | 0.70362 | 0 | 0 | 2.1083 | 3.7899 | 4.4935 | 1.6816 | 0
67 | 14.63 | 0.42738 | 0.35 | 0.37789 | 0.37789 | 0 | 0 | 0 | 2.6476 | 0 | 0 | -1.3323e-15 | 0 | 0 | 1.8784 | 1.8784 | 2.6476 | 0 | 0 | 0 | 0 | 0 | 1.5417 | 0 | 0 | 0 | 0 | 0 | 3.1343 | 0 | 0 | 2.4256 | 3.9672 | 7.1015 | 1.5417 | 0
68 | 13.92 | 0.43017 | 0.35 | 0.37875 | 0.37875 | 0 | 0 | 0 | 2.2967 | 0 | 0 | -1.3323e-15 | 0 | 0 | 1.5275 | 1.5275 | 2.2967 | 0 | 0 | 0 | 0 | 0 | 1.5417 | 0 | 0 | 0 | 0 | 0 | 0 | 0 | 0 | 2.9501 | 4.4918 | 4.4918 | 1.5417 | 0
69 | 13.33 | 0.42083 | 0.35 | 0.36358 | 0.36358 | 0 | 0 | 0 | 2.17 | 0 | 0 | -6.6613e-16 | 0 | 0 | 1.4008 | 1.4008 | 2.17 | 0 | 0 | 0 | 0 | 0 | 1.5417 | 0 | 0 | 0 | 0 | 0 | 1.2153 | 0 | 0 | 3.386 | 4.9276 | 6.143 | 1.5417 | 0
70 | 13.01 | 0.42656 | 0.35 | 0.34545 | 0.34545 | 0 | 0 | 0 | 1.8828 | 0 | 0 | -6.6613e-16 | 0 | 0 | 1.1136 | 1.1136 | 1.8828 | 0 | 0 | 0 | 0 | 0 | 1.5417 | 0 | 0 | 0 | 0 | 0 | 0 | 1.0765 | 0.14729 | 2.3986 | 5.164 | 5.164 | 1.5417 | 0
71 | 12.63 | 0.42792 | 0.35 | 0.33647 | 0.33647 | 0 | 0 | 0 | 1.5641 | 0 | 0 | -6.6613e-16 | 0 | 0 | 0.79485 | 0.79485 | 1.5641 | 0 | 0 | 0 | 0 | 0 | 1.5417 | 0 | 0 | 0 | 0 | 0 | 0 | 3.9031 | 0 | 0 | 5.4448 | 5.4448 | 1.5417 | 0
72 | 12.44 | 0.42282 | 0.35 | 0.32469 | 0.32469 | 0 | 0 | 0 | 1.2725 | 0 | 0 | -3.3307e-16 | 0 | 0 | 0.50327 | 0.50327 | 1.2725 | -1.5417 | 0 | 0 | 0 | 1.5417 | 1.5417 | 0 | 0 | 0 | 0 | 0 | 0.44776 | 0 | 0 | 0 | 0 | 0.44776 | 1.5417 | 0
73 | 12.14 | 0.42091 | 0.35 | 0.32241 | 0.32241 | 0 | 0 | 0 | 1.198 | 0 | 0 | -3.3307e-16 | 0 | 0 | 0.4288 | 0.4288 | 1.198 | 0 | 0 | 0 | 0 | 0 | 0 | 0 | 0 | 0 | 0 | 0 | 0 | 0 | 0 | 0 | 0 | 0 | 1.5417 | 0
74 | 11.86 | 0.4303 | 0.35 | 0.32096 | 0.32096 | 0 | 0 | 0 | 1.1909 | 0 | 0 | -3.3307e-16 | 0 | 0 | 0.42164 | 0.42164 | 1.1909 | 0 | 0 | 0 | 0 | 0 | 0 | 0 | 0 | 0 | 0 | 0 | 0 | 0 | 0 | 0 | 0 | 0 | 1.5417 | 0
75 | 11.64 | 0.43224 | 0.35 | 0.30966 | 0.30966 | 0 | 0 | 0 | 1.2219 | 0 | 0 | -3.3307e-16 | 0 | 0 | 0.45267 | 0.45267 | 1.2219 | 0 | 0 | 0 | 0 | 0 | 0 | 0 | 0 | 0 | 0 | 0 | 0 | 0 | 0 | 0 | 0 | 0 | 1.5417 | 0
76 | 11.22 | 0.42829 | 0.35 | 0.30328 | 0.30328 | 0 | 0 | 0 | 1.2034 | 0 | 0 | -3.3307e-16 | 0 | 0 | 0.43415 | 0.43415 | 1.2034 | 0 | 0 | 0 | 0 | 0 | 0 | 0 | 0 | 0 | 0 | 0 | 0 | 0 | 0 | 0 | 0 | 0 | 1.5417 | 0
77 | 11.01 | 0.40647 | 0.35 | 0.34537 | 0.34537 | 0 | 0 | 0 | 0.83685 | 0.63059 | 2.4587e-08 | -3.3307e-16 | 0 | 0 | 0.69821 | 0.69821 | 1.4674 | 0 | 0 | 0 | 0 | 0 | 0 | 0 | 0 | 0 | 0 | 0 | 0 | 0 | 0 | 0 | 0 | 0 | 2.8628 | 0
78 | 13.1 | 0.35674 | 0.35 | 0.3775 | 0.3775 | 0 | 0 | 0 | 0 | 2.3176 | -6.5565e-08 | -3.3307e-16 | 0 | 0 | 0.46368 | 0.46368 | 2.3176 | 0 | 0 | 0 | 0 | 0 | 0 | 0 | 0 | 0 | 0 | 0 | 0 | 0 | 0 | 0 | 0 | 0 | 9.5518 | 0
79 | 14.29 | 0.31282 | 0.35 | 0.37224 | 0.37224 | 0 | 0 | 0 | 0 | 2.6014 | -2.0228e-07 | -3.3307e-16 | 0 | 0 | 0.64999 | 0.64999 | 2.6014 | 0 | 0 | 0 | 0 | 0 | 0 | 0 | 0 | 0 | 0 | 0 | 10.2344 | 0 | 0 | 0 | 0 | 10.2344 | 12.2777 | 0
80 | 15.32 | 0.26133 | 0.35 | 0.35705 | 0.35705 | -3.2158 | 3.2158 | 0 | 0 | 4.3874 | -2.5988e-07 | -6.6613e-16 | 0 | 0 | 1.0578 | 1.1716 | 1.1716 | 0 | 0 | 0 | 0 | 0 | 0 | 0 | 0.1138 | 0.26999 | 0 | 0 | 0 | 0 | 0 | 0 | 0 | 0.38379 | 12.3434 | 0
81 | 16.87 | 0.2229 | 0.35 | 0.33793 | 0.33793 | -6.9833 | 6.9833 | 0 | 0 | 7.8697 | 4.53e-08 | -6.6613e-16 | 0 | 0 | 0.75775 | 0.88638 | 0.88638 | 0 | 0 | 0 | 0 | 0 | 0 | 0 | 0.12863 | 0.31912 | 0 | 0 | 0 | 0 | 0 | 0 | 0 | 0.44776 | 11.985 | 0
82 | 18.03 | 0.20137 | 0.35 | 0.32694 | 0.32694 | -9.6402 | 9.6402 | 0 | 0 | 10.5011 | 3.5286e-07 | -3.3307e-16 | 0 | 0 | 0.73519 | 0.86089 | 0.86089 | 0 | 0 | 0 | 0 | 0 | 0 | 0 | 0.1257 | 0.32206 | 0 | 0 | 0 | 0 | 0 | 0 | 0 | 0.44776 | 11.1786 | 0
83 | 19.05 | 0.19549 | 0.35 | 0.29537 | 0.29537 | -10.7779 | 10.7779 | 0 | 0 | 11.8635 | -1.502e-07 | -6.6613e-16 | 0 | 0 | 0.90955 | 1.0856 | 1.0856 | 0 | 0 | 0 | 0 | 0 | 0 | 0 | 0.17604 | 0.46361 | 0 | 0 | 0 | 0 | 0 | 0 | 0 | 0.63965 | 9.8969 | 0
84 | 19.66 | 0.20166 | 0.35 | 0.29451 | 0.29451 | -11.8174 | 11.8174 | 0 | 0 | 12.9963 | -4.8637e-07 | -3.3307e-16 | 0 | 0 | 0.37857 | 1.179 | 1.179 | 0 | 0 | 0 | 0 | 0 | 0 | 0 | 0.80039 | 2.142 | 0 | 0 | 0 | 0 | 0 | 0 | 0 | 2.9424 | 8.1023 | 0
85 | 19.94 | 0.21808 | 0.35 | 0.27124 | 0.27124 | -11.6753 | 0 | 11.6753 | 0 | 12.1926 | 2.7299e-07 | -3.3307e-16 | 0 | 0 | 0.51733 | 0.51733 | 0.51733 | 0 | 0 | 0 | 0 | 0 | 0 | 0 | 0 | 0 | 0 | 0 | 0 | 0 | 0 | 0 | 0 | 0 | 6.7106 | 0
86 | 20.61 | 0.25576 | 0.35 | 0.28481 | 0.28481 | -5.194 | 1.4582 | 3.7358 | 0 | 9.5119 | -1.7881e-07 | -3.3307e-16 | 0 | 0 | 0.63634 | 4.3179 | 4.3179 | -13.8463 | 13.8463 | 0 | 0 | 0 | 0 | 0 | 3.6815 | 10.1647 | 0 | 0 | 0 | 0 | 0 | 0 | 0 | 0 | 7.6774 | 0
87 | 20.92 | 0.30224 | 0.35 | 0.29518 | 0.29518 | -10.2157 | 10.2157 | 0 | 0 | 10.7044 | -3.9697e-07 | -3.3307e-16 | 0 | 0 | 0.48865 | 0.48865 | 0.48865 | 0 | 0 | 0 | 0 | 0 | 0 | 0 | 0 | 0 | 0 | 0 | 0 | 0 | 0 | 0 | 0 | 0 | 6.901 | 0
88 | 20.77 | 0.38212 | 0.35 | 0.3079 | 0.3079 | -8.0903 | 8.0903 | 0 | 0 | 8.5497 | -1.2451e-06 | -3.3307e-16 | 0 | 0 | 0.4594 | 0.4594 | 0.4594 | 0 | 0 | 0 | 0 | 0 | 0 | 0 | 0 | 0 | 0 | 0 | 0 | 0 | 0 | 0 | 0 | 0 | 5.8608 | 0
89 | 20.39 | 0.45188 | 0.35 | 0.32385 | 0.32385 | -4.7662 | 4.7662 | 0 | 0 | 5.2171 | -5.6624e-07 | -3.3307e-16 | 0 | 0 | 0.45094 | 0.45094 | 0.45094 | 0 | 0 | 0 | 0 | 0 | 0 | 0 | 0 | 0 | 0 | 0 | 0 | 0 | 0 | 0 | 0 | 0 | 4.2283 | 0
90 | 19.14 | 0.48044 | 0.35 | 0.36513 | 0.36513 | 0 | 0 | 0 | 6.9917 | 0.4953 | 1.2554e-08 | -1.3323e-15 | 0 | 0 | 1.8669 | 1.8669 | 7.487 | 0 | 0 | 0 | 0 | 0 | 0 | 0 | 0 | 0 | 0 | 0 | 0.57569 | 0 | 0 | 0 | 0 | 0.57569 | 1.9658 | 0
91 | 17.79 | 0.4965 | 0.35 | 0.41674 | 0.41674 | 0 | 0 | 0 | 0.96143 | 0 | 0 | -6.6613e-16 | 0 | 0 | 0.96143 | 0.96143 | 0.96143 | 0 | 0 | 0 | 0 | 0 | 0 | 0 | 0 | 0 | 0 | 0 | 0 | 0 | 0 | 0 | 0 | 0 | 1.5417 | 0
92 | 16.15 | 0.49622 | 0.35 | 0.40573 | 0.40573 | 0 | 0 | 0 | 0.78657 | 0 | 0 | -6.6613e-16 | 0 | 0 | 0.78657 | 0.78657 | 0.78657 | 0 | 0 | 0 | 0 | 0 | 0 | 0 | 0 | 0 | 0 | 0 | 0.51172 | 0 | 0 | 0 | 0 | 0.51172 | 1.5417 | 0
93 | 14.68 | 0.50133 | 0.35 | 0.37442 | 0.37442 | 0 | 0 | 0 | 1.463 | 0 | 0 | -6.6613e-16 | 0 | 0 | 1.463 | 1.463 | 1.463 | 0 | 0 | 0 | 0 | 0 | 0 | 0 | 0 | 0 | 0 | 0 | 0.57569 | 0 | 0 | 0 | 0 | 0.57569 | 1.5417 | 0
94 | 13.72 | 0.48022 | 0.35 | 0.35369 | 0.35369 | 0 | 0 | 0 | 1.2059 | 0 | 0 | -6.6613e-16 | 0 | 0 | 1.2059 | 1.2059 | 1.2059 | 0 | 0 | 0 | 0 | 0 | 0 | 0 | 0 | 0 | 0 | 0 | 0 | 0 | 0 | 0 | 0 | 0 | 1.5417 | 0
95 | 12.92 | 0.47187 | 0.35 | 0.35397 | 0.35397 | 0 | 0 | 0 | 0.62622 | 0 | 0 | -3.3307e-16 | 0 | 0 | 0.62622 | 0.62622 | 0.62622 | 0 | 0 | 0 | 0 | 0 | 0 | 0 | 0 | 0 | 0 | 0 | 0 | 0 | 0 | 0 | 0 | 0 | 1.5417 | 0
96 | 12.32 | 0.47722 | 0.35 | 0.34817 | 0.34817 | 0 | 0 | 0 | 0.35835 | 0 | 0 | -1.6653e-16 | 0 | 0 | 0.35835 | 0.35835 | 0.35835 | 0 | 0 | 0 | 0 | 0 | 0 | 0 | 0 | 0 | 0 | 0 | 0 | 0 | 0 | 0 | 0 | 0 | 1.5417 | 0
97 | 12.08 | 0.4742 | 0.35 | 0.3305 | 0.3305 | 0 | 0 | 0 | 0.31103 | 0 | 0 | -1.6653e-16 | 0 | 0 | 0.31103 | 0.31103 | 0.31103 | 0 | 0 | 0 | 0 | 0 | 0 | 0 | 0 | 0 | 0 | 0 | 0.51172 | 0 | 0 | 0 | 0 | 0.51172 | 1.5417 | 0
98 | 11.93 | 0.47039 | 0.35 | 0.32864 | 0.32864 | 0 | 0 | 0 | 0.40785 | 0 | 0 | -3.3307e-16 | 0 | 0 | 0.40785 | 0.40785 | 0.40785 | 0 | 0 | 0 | 0 | 0 | 0 | 0 | 0 | 0 | 0 | 0 | 0 | 0 | 0 | 0 | 0 | 0 | 1.5417 | 0
99 | 11.68 | 0.46139 | 0.35 | 0.32146 | 0.32146 | 0 | 0 | 0 | 0.4299 | 0 | 0 | -3.3307e-16 | 0 | 0 | 0.4299 | 0.4299 | 0.4299 | 0 | 0 | 0 | 0 | 0 | 0 | 0 | 0 | 0 | 0 | 0 | 0 | 0 | 0 | 0 | 0 | 0 | 1.5417 | 0
100 | 11.39 | 0.44498 | 0.35 | 0.31185 | 0.31185 | 0 | 0 | 0 | 0.46393 | 0 | 0 | -3.3307e-16 | 0 | 0 | 0.46393 | 0.46393 | 0.46393 | 0 | 0 | 0 | 0 | 0 | 0 | 0 | 0 | 0 | 0 | 0 | 0 | 0 | 0 | 0 | 0 | 0 | 1.5417 | 0
101 | 11.69 | 0.40779 | 0.35 | 0.35589 | 0.35589 | 0 | 0 | 0 | 0 | 1.4459 | 8.3819e-09 | -3.3307e-16 | 0 | 0 | 0.45139 | 0.45139 | 1.4459 | 0 | 0 | 0 | 0 | 0 | 0 | 0 | 0 | 0 | 0 | 0 | 0 | 0 | 0 | 0 | 0 | 0 | 7.986 | 0
102 | 14.5 | 0.36257 | 0.35 | 0.40168 | 0.40168 | 0 | 0 | 0 | 0 | 2.2025 | 7.8231e-08 | -6.6613e-16 | 0 | 0 | 0.93606 | 0.93606 | 2.2025 | 0 | 0 | 0 | 0 | 0 | -0.72234 | 0 | 0 | 0 | 0 | 0 | 0 | 0 | 0 | 0.72234 | 0 | 0 | 10.8836 | 0
103 | 17.56 | 0.32684 | 0.35 | 0.37485 | 0.37485 | 0 | 0 | 0 | 0 | 2.5126 | 1.3396e-07 | -3.3307e-16 | 0 | 0 | 0.39374 | 0.39374 | 2.5126 | 0 | 0 | 0 | 0 | 0 | 0 | 0 | 0 | 0 | 0 | 0 | 3.9658 | 0 | 0 | 0 | 0 | 3.9658 | 12.3991 | 0
104 | 20.25 | 0.26091 | 0.35 | 0.35132 | 0.35132 | -3.8251 | 3.8251 | 0 | 0 | 4.2449 | 2.7537e-07 | -3.3307e-16 | 0 | 0 | 0.41978 | 0.41978 | 0.41978 | 0 | 0 | 0 | 0 | 0 | 0 | 0 | 0 | 0 | 0 | 0 | 6.3965 | 0 | 0 | 0 | 0 | 6.3965 | 12.7292 | 0
105 | 22 | 0.22885 | 0.35 | 0.3342 | 0.3342 | -7.2153 | 7.2153 | 0 | 0 | 7.5856 | -1.4067e-07 | -1.6653e-16 | 0 | 0 | 0.37022 | 0.37022 | 0.37022 | 0 | 0 | 0 | 0 | 0 | 0 | 0 | 0 | 0 | 0 | 0 | 0 | 0 | 0 | 0 | 0 | 0 | 14.1105 | 0
106 | 23.26 | 0.21006 | 0.35 | 0.31851 | 0.31851 | -9.6733 | 9.6733 | 0 | 0 | 10.0725 | -1.1563e-07 | -3.3307e-16 | 0 | 0 | 0.39915 | 0.39915 | 0.39915 | 0 | 0 | 0 | 0 | 0 | 0 | 0 | 0 | 0 | 0 | 0 | 0 | 0 | 0 | 0 | 0 | 0 | 14.838 | 0
107 | 24.24 | 0.2003 | 0.35 | 0.30012 | 0.30012 | -11.0567 | 11.0567 | 0 | 0 | 11.6031 | 5.7936e-07 | -3.3307e-16 | 0 | 0 | 0.54639 | 0.54639 | 0.54639 | 0 | 0 | 0 | 0 | 0 | 0 | 0 | 0 | 0 | 0 | 0 | 0 | 0 | 0 | 0 | 0 | 0 | 14.6028 | 0
108 | 25.07 | 0.20228 | 0.35 | 0.2639 | 0.2639 | -11.6675 | 0 | 11.6675 | 0 | 12.3645 | 2.265e-07 | -3.3307e-16 | 0 | 0 | 0.52982 | 0.69707 | 0.69707 | 0 | 0 | 0 | 0 | 0 | 0 | 0 | 0.16725 | 0.53637 | 0 | 0 | 0 | 0 | 0 | 0 | 0 | 0.70362 | 13.8144 | 0
109 | 25.59 | 0.20855 | 0.35 | 0.25043 | 0.25043 | -12.2204 | 0 | 12.2204 | 0 | 12.7205 | 2.9922e-07 | -3.3307e-16 | 0 | 0 | 0.50005 | 0.50005 | 0.50005 | 0 | 0 | 0 | 0 | 0 | 0 | 0 | 0 | 0 | 0 | 0 | 0 | 0 | 0 | 0 | 0 | 0 | 12.6607 | 0
110 | 25.91 | 0.23798 | 0.35 | 0.26996 | 0.26996 | -7.6503 | 0 | 7.6503 | 0 | 12.1135 | -2.0266e-08 | -3.3307e-16 | 0 | 0 | 0.41274 | 4.4632 | 4.4632 | -17.3805 | 17.3805 | 0 | 0 | 0 | 0 | 0 | 4.0505 | 13.3301 | 0 | 0 | 0 | 0 | 0 | 0 | 0 | 0 | 12.8538 | 0
111 | 25.91 | 0.29502 | 0.35 | 0.27767 | 0.27767 | -10.6232 | 10.6232 | 0 | 0 | 10.9838 | -6.9022e-07 | -1.6653e-16 | 0 | 0 | 0.36061 | 0.36061 | 0.36061 | 0 | 0 | 0 | 0 | 0 | 0 | 0 | 0 | 0 | 0 | 0 | 1.4712 | 0 | 0 | 0 | 0 | 1.4712 | 12.427 | 0
112 | 25.6 | 0.3752 | 0.35 | 0.3041 | 0.3041 | -7.7749 | 7.7749 | 0 | 0 | 8.1437 | -6.4492e-07 | -1.6653e-16 | 0 | 0 | 0.36879 | 0.36879 | 0.36879 | 0 | 0 | 0 | 0 | 0 | 0 | 0 | 0 | 0 | 0 | 0 | 1.0874 | 0 | 0 | 0 | 0 | 1.0874 | 11.3342 | 0
113 | 24.75 | 0.4322 | 0.35 | 0.31107 | 0.31107 | -4.6811 | 4.6811 | 0 | 0 | 5.0887 | -5.7906e-07 | -3.3307e-16 | 0 | 0 | 0.4076 | 0.4076 | 0.4076 | 0 | 0 | 0 | 0 | 0 | 0 | 0 | 0 | 0 | 0 | 0 | 0 | 0 | 0 | 0 | 0 | 0 | 9.1764 | 0
114 | 23.05 | 0.45751 | 0.35 | 0.33861 | 0.33861 | 0 | 0 | 0 | 6.7912 | 0.20618 | -6.7055e-09 | -6.6613e-16 | 0 | 0 | 1.1897 | 1.1897 | 6.9973 | 0 | 0 | 0 | 0 | 0 | 0 | 0 | 0 | 0 | 0 | 0 | 0 | 0 | 0 | 0 | 0 | 0 | 5.2835 | 0
115 | 21.48 | 0.46415 | 0.35 | 0.42358 | 0.42358 | -9.3538 | 9.3538 | 0 | 10.3842 | 0 | 0 | -6.6613e-16 | 0 | 0 | 1.0304 | 1.0304 | 1.0304 | 0 | 0 | 0 | 0 | 0 | 0 | 0 | 0 | 0 | 0 | 0 | 0 | 0 | 0 | 0 | 0 | 0 | 3.223 | 0
116 | 19.82 | 0.46984 | 0.35 | 0.395 | 0.395 | 0 | 0 | 0 | 3.2589 | 0 | 0 | -2.6645e-15 | 0 | 0 | 3.2589 | 3.2589 | 3.2589 | 0 | 0 | 0 | 0 | 0 | 0 | 0 | 0 | 0 | 0 | 0 | 0.83154 | 0 | 0 | 0 | 0 | 0.83154 | 1.5417 | 0
117 | 18.4 | 0.46037 | 0.35 | 0.37294 | 0.37294 | 0 | 0 | 0 | 1.1668 | 0 | 0 | -6.6613e-16 | 0 | 0 | 1.1668 | 1.1668 | 1.1668 | 0 | 0 | 0 | 0 | 0 | 0 | 0 | 0 | 0 | 0 | 0 | 0.76758 | 0 | 0 | 0 | 0 | 0.76758 | 1.5417 | 0
118 | 17.09 | 0.42724 | 0.35 | 0.35714 | 0.35714 | 0 | 0 | 0 | 0.78686 | 0 | 0 | -6.6613e-16 | 0 | 0 | 0.78686 | 0.78686 | 0.78686 | 0 | 0 | 0 | 0 | 0 | 0 | 0 | 0 | 0 | 0 | 0 | 1.2153 | 0 | 0 | 0 | 0 | 1.2153 | 1.5417 | 0
119 | 16.03 | 0.3937 | 0.35 | 0.35159 | 0.35159 | 0 | 0 | 0 | 0.68785 | 0 | 0 | -3.3307e-16 | 0 | 0 | 0.68785 | 0.68785 | 0.68785 | 0 | 0 | 0 | 0 | 0 | 0 | 0 | 0 | 0 | 0 | 0 | 0 | 0 | 0 | 0 | 0 | 0 | 1.5417 | 0
120 | 15.21 | 0.37529 | 0.35 | 0.34529 | 0.34529 | 0 | 0 | 0 | 0.64289 | 0 | 0 | -3.3307e-16 | 0 | 0 | 0.64289 | 0.64289 | 0.64289 | 0 | 0 | 0 | 0 | 0 | 0 | 0 | 0 | 0 | 0 | 0 | 0 | 0 | 0 | 0 | 0 | 0 | 1.5417 | 0
121 | 14.57 | 0.36605 | 0.35 | 0.33818 | 0.33818 | 0 | 0 | 0 | 0.70851 | 0 | 0 | -3.3307e-16 | 0 | 0 | 0.70851 | 0.70851 | 0.70851 | 0 | 0 | 0 | 0 | 0 | 0 | 0 | 0 | 0 | 0 | 0 | 0 | 0 | 0 | 0 | 0 | 0 | 1.5417 | 0
122 | 14.16 | 0.3592 | 0.35 | 0.32015 | 0.32015 | 0 | 0 | 0 | 0.69312 | 0 | 0 | -3.3307e-16 | 0 | 0 | 0.69312 | 0.69312 | 0.69312 | 0 | 0 | 0 | 0 | 0 | 0 | 0 | 0 | 0 | 0 | 0 | 0 | 0 | 0 | 0 | 0 | 0 | 1.5417 | 0
123 | 13.93 | 0.37114 | 0.35 | 0.31881 | 0.31881 | 0 | 0 | 0 | 0.68475 | 0 | 0 | -3.3307e-16 | 0 | 0 | 0.68475 | 0.68475 | 0.68475 | 0 | 0 | 0 | 0 | 0 | 0 | 0 | 0 | 0 | 0 | 0 | 0 | 0 | 0 | 0 | 0 | 0 | 1.5417 | 0
124 | 13.8 | 0.36308 | 0.35 | 0.29595 | 0.29595 | 0 | 0 | 0 | 0.61166 | 0 | 0 | -3.3307e-16 | 0 | 0 | 0.61166 | 0.61166 | 0.61166 | 0 | 0 | 0 | 0 | 0 | 0 | 0 | 0 | 0 | 0 | 0 | 0 | 0 | 0 | 0 | 0 | 0 | 1.5417 | 0
125 | 14.32 | 0.34517 | 0.35 | 0.33015 | 0.33015 | 0 | 0 | 0 | 0 | 1.3236 | 2.1979e-09 | -3.3307e-16 | 0 | 0 | 0.71145 | 0.71145 | 1.3236 | 0 | 0 | 0 | 0 | 0 | 0 | 0 | 0 | 0 | 0 | 0 | 0 | 0 | 0 | 0 | 0 | 0 | 7.3116 | 0
126 | 16.55 | 0.33358 | 0.35 | 0.32954 | 0.32954 | 0 | 0 | 0 | 0 | 2.1481 | -8.8736e-08 | -6.6613e-16 | 0 | 0 | 0.82039 | 0.82039 | 2.1481 | 0 | 0 | 0 | 0 | 0 | 0 | 0 | 0 | 0 | 0 | 0 | 0 | 0 | 0 | 0 | 0 | 0 | 10.247 | 0
127 | 19.6 | 0.30228 | 0.35 | 0.3107 | 0.3107 | 0 | 0 | 0 | 0 | 2.6474 | 5.0515e-08 | -3.3307e-16 | 0 | 0 | 0.39491 | 0.39491 | 2.6474 | 0 | 0 | 0 | 0 | 0 | 0 | 0 | 0 | 0 | 0 | 0 | 3.582 | 0 | 0 | 0 | 0 | 3.582 | 11.5012 | 0
128 | 22.53 | 0.26736 | 0.35 | 0.30739 | 0.30739 | -4.1947 | 4.1947 | 0 | 0 | 4.5946 | -1.6093e-08 | -3.3307e-16 | 0 | 0 | 0.39986 | 0.39986 | 0.39986 | 0 | 0 | 0 | 0 | 0 | 0 | 0 | 0 | 0 | 0 | 0 | 6.3965 | 0 | 0 | 0 | 0 | 6.3965 | 12.8271 | 0
129 | 24.82 | 0.25099 | 0.35 | 0.31375 | 0.31375 | -4.8966 | 4.8966 | 0 | 0 | 5.244 | 8.1658e-08 | -1.6653e-16 | 0 | 0 | 0.3474 | 0.3474 | 0.3474 | 0 | 0 | 0 | 0 | 0 | 0 | 0 | 0 | 0 | 0 | 0 | 0 | 0 | 0 | 0 | 0 | 0 | 13.322 | 0
130 | 26.61 | 0.228 | 0.35 | 0.28725 | 0.28725 | -8.0875 | 8.0875 | 0 | 0 | 8.4193 | 1.8477e-07 | -1.6653e-16 | 0 | 0 | 0.33179 | 0.33179 | 0.33179 | 0 | 0 | 0 | 0 | 0 | 0 | 0 | 0 | 0 | 0 | 0 | 0 | 0 | 0 | 0 | 0 | 0 | 17.8637 | 0
131 | 27.66 | 0.21691 | 0.35 | 0.29356 | 0.29356 | -11.1685 | 11.1685 | 0 | 0 | 11.4976 | 7.6413e-07 | -1.6653e-16 | 0 | 0 | 0.32907 | 0.32907 | 0.32907 | 0 | 0 | 0 | 0 | 0 | 0 | 0 | 0 | 0 | 0 | 0 | 0.57569 | 0 | 0 | 0 | 0 | 0.57569 | 18.3602 | 0
132 | 28.08 | 0.21403 | 0.35 | 0.25606 | 0.25606 | -10.8662 | 0 | 10.8662 | 0 | 11.6529 | 2.4915e-07 | -3.3307e-16 | 0 | 0 | 0.61642 | 0.78669 | 0.78669 | 0 | 0 | 0 | 0 | 0 | 0 | 0 | 0.17027 | 0.59731 | 0 | 0 | 0 | 0 | 0 | 0 | 0 | 0.76758 | 17.504 | 0
133 | 28.27 | 0.21576 | 0.35 | 0.23933 | 0.23933 | -3.5183 | 0 | 3.5183 | 0 | 5.9039 | 1.5378e-07 | -1.3323e-15 | 0 | 0 | 1.9458 | 2.3856 | 2.3856 | -1.4789 | 1.4789 | 0 | 0 | 0 | 0 | 0 | 0.43971 | 1.5509 | 0 | 0 | 0 | 0 | 0 | 0 | 0 | 0.51172 | 16.4626 | 0
134 | 28.35 | 0.2209 | 0.35 | 0.23143 | 0.23143 | 0 | 0 | 0 | 0 | 3.975 | 1.4931e-07 | -3.3307e-16 | 0 | 0 | 0.41897 | 3.975 | 3.975 | -16.1265 | 16.1265 | 0 | 0 | 0 | 0 | 0 | 3.556 | 12.5705 | 0 | 0 | 0 | 0 | 0 | 0 | 0 | 0 | 15.0568 | 0
135 | 27.82 | 0.24414 | 0.35 | 0.24249 | 0.24249 | -0.23344 | 0 | 0.23344 | 0 | 1.1269 | 3.4273e-09 | -3.3307e-16 | 0 | 0 | 0.56525 | 0.89349 | 0.89349 | 0 | 0 | 0 | 0 | 0 | 0 | 0 | 0.32825 | 1.1429 | 0 | 0 | 0 | 0 | 0 | 0 | 0 | 1.4712 | 11.88 | 0
136 | 26.97 | 0.29142 | 0.35 | 0.26188 | 0.26188 | -6.8048 | 0 | 6.8048 | 0 | 7.7701 | 2.1696e-07 | -6.6613e-16 | 0 | 0 | 0.96529 | 0.96529 | 0.96529 | 0 | 0 | 0 | 0 | 0 | 0 | 0 | 0 | 0 | 0 | 0 | 2.0469 | 0 | 0 | 0 | 0 | 2.0469 | 12.8456 | 0
137 | 25.78 | 0.32139 | 0.35 | 0.28413 | 0.28413 | -4.4517 | 4.4517 | 0 | 0 | 4.9702 | 2.3872e-07 | -3.3307e-16 | 0 | 0 | 0.51855 | 0.51855 | 0.51855 | 0 | 0 | 0 | 0 | 0 | 0 | 0 | 0 | 0 | 0 | 0 | 0 | 0 | 0 | 0 | 0 | 0 | 10.2944 | 0
138 | 24.39 | 0.35005 | 0.35 | 0.33358 | 0.33358 | 0 | 0 | 0 | 10.1459 | 0.41436 | -2.373e-08 | -3.3307e-16 | 0 | -5.3291e-15 | 0.5603 | 0.5603 | 10.5603 | 0 | 0 | 0 | 0 | 0 | 0 | 0 | 0 | 0 | 0 | 0 | 0.57569 | 0 | 0 | 0 | 0 | 0.57569 | 6.9005 | 0
139 | 22.68 | 0.36928 | 0.35 | 0.359 | 0.359 | 0 | 0 | 0 | 0.80445 | 0 | 0 | -6.6613e-16 | 0 | 0 | 0.80445 | 0.80445 | 0.80445 | 0 | 0 | 0 | 0 | 0 | 0 | 0 | 0 | 0 | 0 | 0 | 0 | 0 | 0 | 0 | 0 | 0 | 4.5863 | 0
140 | 21.39 | 0.37574 | 0.35 | 0.36075 | 0.36075 | 0 | 0 | 0 | 3.4377 | 0 | 0 | -2.6645e-15 | 0 | 0 | 3.4377 | 3.4377 | 3.4377 | 0 | 0 | 0 | 0 | 0 | 0 | 0 | 0 | 0 | 0 | 0 | 1.4072 | 0 | 0 | 0 | 0 | 1.4072 | 3.1208 | 0
141 | 20.11 | 0.3627 | 0.35 | 0.35302 | 0.35302 | 0 | 0 | 0 | 1.8463 | 0 | 0 | -1.3323e-15 | 0 | 0 | 1.8463 | 1.8463 | 1.8463 | 0 | 0 | 0 | 0 | 0 | 0 | 0 | 0 | 0 | 0 | 0 | 0.51172 | 0 | 0 | 0 | 0 | 0.51172 | 1.6666 | 0
142 | 19.08 | 0.34151 | 0.35 | 0.34244 | 0.34244 | 0 | 0 | 0 | 2.085 | 0 | 0 | -1.3323e-15 | 0 | 0 | 2.085 | 2.085 | 2.085 | 0 | 0 | 0 | 0 | 0 | 0 | 0 | 0 | 0 | 0 | 0 | 0 | 0 | 0 | 0 | 0 | 0 | 1.5417 | 0
143 | 18.45 | 0.32622 | 0.35 | 0.32892 | 0.32892 | 0 | 0 | 0 | 0.84158 | 0 | 0 | -6.6613e-16 | 0 | 0 | 0.84158 | 0.84158 | 0.84158 | 0 | 0 | 0 | 0 | 0 | 0 | 0 | 0 | 0 | 0 | 0 | 0 | 0 | 0 | 0 | 0 | 0 | 1.5417 | 0
144 | 18.1 | 0.32124 | 0.35 | 0.32485 | 0.32485 | 0 | 0 | 0 | 0.5966 | 0 | 0 | -3.3307e-16 | 0 | 0 | 0.5966 | 0.5966 | 0.5966 | 0 | 0 | 0 | 0 | 0 | 0 | 0 | 0 | 0 | 0 | 0 | 0 | 0 | 0 | 0 | 0 | 0 | 1.5417 | 0
145 | 17.93 | 0.32176 | 0.35 | 0.31945 | 0.31945 | 0 | 0 | 0 | 0.40589 | 0 | 0 | -3.3307e-16 | 0 | 0 | 0.40589 | 0.40589 | 0.40589 | 0 | 0 | 0 | 0 | 0 | 0 | 0 | 0 | 0 | 0 | 0 | 0 | 0 | 0 | 0 | 0 | 0 | 1.5417 | 0
146 | 17.73 | 0.32795 | 0.35 | 0.29738 | 0.29738 | 0 | 0 | 0 | 0.40164 | 0 | 0 | -3.3307e-16 | 0 | 0 | 0.40164 | 0.40164 | 0.40164 | 0 | 0 | 0 | 0 | 0 | 0 | 0 | 0 | 0 | 0 | 0 | 0 | 0 | 0 | 0 | 0 | 0 | 1.5417 | 0
147 | 17.43 | 0.32852 | 0.35 | 0.29589 | 0.29589 | 0 | 0 | 0 | 0.43716 | 0 | 0 | -3.3307e-16 | 0 | 0 | 0.43716 | 0.43716 | 0.43716 | 0 | 0 | 0 | 0 | 0 | 0 | 0 | 0 | 0 | 0 | 0 | 0 | 0 | 0 | 0 | 0 | 0 | 1.5417 | 0
148 | 16.79 | 0.32089 | 0.35 | 0.29991 | 0.29991 | 0 | 0 | 0 | 0.61013 | 0 | 0 | -3.3307e-16 | 0 | 0 | 0.61013 | 0.61013 | 0.61013 | 0 | 0 | 0 | 0 | 0 | 0 | 0 | 0 | 0 | 0 | 0 | 0 | 0 | 0 | 0 | 0 | 0 | 1.5417 | 0
149 | 17.32 | 0.30072 | 0.35 | 0.29809 | 0.29809 | -0.49431 | 0.49431 | 0 | 0 | 1.1125 | 7.7672e-08 | -3.3307e-16 | 0 | 0 | 0.61819 | 0.61819 | 0.61819 | 0 | 0 | 0 | 0 | 0 | 0 | 0 | 0 | 0 | 0 | 0 | 0 | 0 | 0 | 0 | 0 | 0 | 5.8686 | 0
150 | 18.98 | 0.27198 | 0.35 | 0.297 | 0.297 | -1.7133 | 1.7133 | 0 | 0 | 2.1064 | -6.4597e-08 | -3.3307e-16 | 0 | 0 | 0.39309 | 0.39309 | 0.39309 | 0 | 0 | 0 | 0 | 0 | 0 | 0 | 0 | 0 | 0 | 0 | 0 | 0 | 0 | 0 | 0 | 0 | 9.7509 | 0
151 | 21.55 | 0.23682 | 0.35 | 0.28913 | 0.28913 | -1.259 | 1.259 | 0 | 0 | 2.4753 | 2.0362e-07 | -6.6613e-16 | 0 | 0 | 1.2163 | 1.2163 | 1.2163 | 0 | 0 | 0 | 0 | 0 | 0 | 0 | 0 | 0 | 0 | 0 | 10.6182 | 0 | 0 | 0 | 0 | 10.6182 | 13.4636 | 0
152 | 23.65 | 0.20758 | 0.35 | 0.29101 | 0.29101 | -3.3458 | 3.3458 | 0 | 0 | 4.2902 | -2.4319e-07 | -6.6613e-16 | 0 | 0 | 0.94437 | 0.94437 | 0.94437 | 0 | 0 | 0 | 0 | 0 | 0 | 0 | 0 | 0 | 0 | 0 | 0.95947 | 0 | 0 | 0 | 0 | 0.95947 | 15.6269 | 0
153 | 24.69 | 0.19396 | 0.35 | 0.25758 | 0.25758 | -6.5702 | 6.5702 | 0 | 0 | 7.0516 | -1.0192e-07 | -3.3307e-16 | 0 | 0 | 0.48142 | 0.48142 | 0.48142 | 0 | 0 | 0 | 0 | 0 | 0 | 0 | 0 | 0 | 0 | 0 | 0 | 0 | 0 | 0 | 0 | 0 | 16.1186 | 0
154 | 25.41 | 0.18686 | 0.35 | 0.24528 | 0.24528 | -9.3037 | 9.3037 | 0 | 0 | 9.6731 | -7.8917e-07 | -1.6653e-16 | 0 | 0 | 0.36935 | 0.36935 | 0.36935 | 0 | 0 | 0 | 0 | 0 | 0 | 0 | 0 | 0 | 0 | 0 | 0 | 0 | 0 | 0 | 0 | 0 | 16.9125 | 0
155 | 26.41 | 0.1878 | 0.35 | 0.24011 | 0.24011 | -10.3192 | 10.3192 | 0 | 0 | 11.3782 | -8.9407e-07 | -6.6613e-16 | 0 | 0 | 0.95588 | 1.059 | 1.059 | 0 | 0 | 0 | 0 | 0 | 0 | 0 | 0.10315 | 0.34461 | 0 | 0 | 0 | 0 | 0 | 0 | 0 | 0.44776 | 16.8512 | 0
156 | 27.18 | 0.1925 | 0.35 | 0.22341 | 0.22341 | -9.8228 | 0 | 9.8228 | 0 | 11.5565 | -3.7551e-07 | -3.3307e-16 | 0 | 0 | 0.45243 | 1.7338 | 1.7338 | -2.7826 | 2.7826 | 0 | 0 | 0 | 0 | 0 | 1.2814 | 4.3797 | 0 | 0 | 0 | 0 | 0 | 0 | 0 | 2.8784 | 16.3687 | 0
157 | 27.57 | 0.20037 | 0.35 | 0.20958 | 0.20958 | -11.0654 | 0 | 11.0654 | 0 | 12.2818 | -5.126e-07 | -6.6613e-16 | 0 | 0 | 1.2165 | 1.2165 | 1.2165 | 0 | 0 | 0 | 0 | 0 | 0 | 0 | 0 | 0 | 0 | 0 | 0 | 0 | 0 | 0 | 0 | 0 | 15.0407 | 0
158 | 27.88 | 0.22536 | 0.35 | 0.20952 | 0.20952 | -9.0366 | 0 | 9.0366 | 0 | 9.9219 | -1.7047e-07 | -6.6613e-16 | 0 | 0 | 0.77127 | 0.88529 | 0.88529 | 0 | 0 | 0 | 0 | 0 | 0 | 0 | 0.11402 | 0.3977 | 0 | 0 | 0 | 0 | 0 | 0 | 0 | 0.51172 | 15.6957 | 0
159 | 27.73 | 0.26341 | 0.35 | 0.22459 | 0.22459 | -0.93582 | 0 | 0.93582 | 0 | 1.3772 | 4.8131e-08 | -3.3307e-16 | 0 | 0 | 0.44143 | 0.44143 | 0.44143 | 0 | 0 | 0 | 0 | 0 | 0 | 0 | 0 | 0 | 0 | 0 | 0 | 0 | 0 | 0 | 0 | 0 | 12.0433 | 0
160 | 27.66 | 0.3447 | 0.35 | 0.26382 | 0.26382 | -7.2979 | 7.2979 | 0 | 0 | 7.8515 | -1.7226e-07 | -3.3307e-16 | 0 | 0 | 0.55357 | 0.55357 | 0.55357 | 0 | 0 | 0 | 0 | 0 | 0 | 0 | 0 | 0 | 0 | 0 | 0 | 0 | 0 | 0 | 0 | 0 | 13.5724 | 0
161 | 26.92 | 0.40716 | 0.35 | 0.29775 | 0.29775 | -1.116 | 1.116 | 0 | 0 | 2.458 | -3.2932e-07 | -6.6613e-16 | 0 | 0 | 1.3419 | 1.3419 | 1.3419 | 0 | 0 | 0 | 0 | 0 | 0 | 0 | 0 | 0 | 0 | 0 | 0 | 0 | 0 | 0 | 0 | 0 | 11.0655 | 0
162 | 25.72 | 0.46146 | 0.35 | 0.33792 | 0.33792 | 0 | 0 | 0 | 1.1268 | 0.3059 | 3.7253e-09 | -6.6613e-16 | 0 | 0 | 1.4327 | 1.4327 | 1.4327 | 0 | 0 | 0 | 0 | 0 | 0 | 0 | 0 | 0 | 0 | 0 | 0.57569 | 0 | 0 | 0 | 0 | 0.57569 | 8.3419 | 0
163 | 23.03 | 0.48712 | 0.35 | 0.36627 | 0.36627 | 0 | 0 | 0 | 1.0223 | 0 | 0 | -6.6613e-16 | 0 | 0 | 1.0223 | 1.0223 | 1.0223 | 0 | 0 | 0 | 0 | 0 | 0 | 0 | 0 | 0 | 0 | 0 | 0.38379 | 0 | 0 | 0 | 0 | 0.38379 | 4.9839 | 0
164 | 21.89 | 0.49219 | 0.35 | 0.37487 | 0.37487 | -17.8256 | 17.8256 | 0 | 19.0234 | 0 | 0 | -6.6613e-16 | 0 | 0 | 1.1979 | 1.1979 | 1.1979 | 0 | 0 | 0 | 0 | 0 | 0 | 0 | 0 | 0 | 0 | 0 | 0.63965 | 0 | 0 | 0 | 0 | 0.63965 | 3.6888 | 0
165 | 20.83 | 0.48183 | 0.35 | 0.37434 | 0.37434 | -3.7977 | 3.7977 | 0 | 4.4481 | 0 | 0 | -3.3307e-16 | 0 | 0 | 0.6504 | 0.6504 | 0.6504 | 0 | 0 | 0 | 0 | 0 | 0 | 0 | 0 | 0 | 0 | 0 | 1.0234 | 0 | 0 | 0 | 0 | 1.0234 | 2.4846 | 0
166 | 19.85 | 0.48866 | 0.35 | 0.34688 | 0.34688 | 0 | 0 | 0 | 1.2792 | 0 | 0 | -6.6613e-16 | 0 | 0 | 1.2792 | 1.2792 | 1.2792 | 0 | 0 | 0 | 0 | 0 | 0 | 0 | 0 | 0 | 0 | 0 | 0 | 0 | 0 | 0 | 0 | 0 | 1.5417 | 0
167 | 19.51 | 0.4924 | 0.35 | 0.34947 | 0.34947 | 0 | 0 | 0 | 1.1332 | 0 | 0 | -6.6613e-16 | 0 | 0 | 1.1332 | 1.1332 | 1.1332 | 0 | 0 | 0 | 0 | 0 | 0 | 0 | 0 | 0 | 0 | 0 | 0 | 0 | 0 | 0 | 0 | 0 | 1.5417 | 0

## Flex_ts_plot_transition
| Temp. air in °C | CO2 eq. [kg/kWh] | elec. price household [€/kWh] | elec. price heating [€/kWh] | elec. price e-mob. [€/kWh] | Helper variable: neg. sum el | Feed-in | Battery-charge | Battery-discharge | PV | PV curtailed | Grid-demand | Grid-heatpump | Grid-eMob | El. Demand | El. Demand with heating / AC | Total El. Demand incl. EV charging | Helper variable: neg. sum th | Dhw-storage-charge | Buffer-storage-charge | Buffer-storage-charge-HT | Th. inertia-charge | Heat gains used | Solar-thermal | Heatpump-el | Heatpump-ambient heat | Gas boiler | Direct el. heater | Dhw-storage-discharge | Buffer-storage-discharge | Buffer-storage-discharge-HT | Th. inertia-discharge | Roomheat Demand | Th. Demand | Heat gains | Qmax solar-thermal
0 | 4.03 | 0.59821 | 0.35 | 0.27372 | 0.27372 | 0 | 0 | 0 | 0 | 0 | 0 | -3.3307e-16 | 3.1295 | 0 | 0.68044 | 3.1226 | 3.1226 | 0 | 0 | 0 | 0 | 0 | 1.5417 | 0 | 2.4422 | 7.8144 | 0 | 0 | 0 | 0 | 0 | 0 | 11.7983 | 11.7983 | 1.5417 | 0
1 | 3.73 | 0.59181 | 0.35 | 0.26829 | 0.26829 | 0 | 0 | 0 | 0 | 0 | 0 | -3.3307e-16 | 2.7967 | 0 | 0.50455 | 2.7916 | 2.7916 | -1.1227 | 0 | 0 | 1.1227 | 0 | 1.5417 | 0 | 2.287 | 6.8705 | 0 | 0 | 0 | 0 | 0 | 0 | 9.0648 | 9.5765 | 1.5417 | 0
2 | 3.51 | 0.59695 | 0.35 | 0.26729 | 0.26729 | 0 | 0 | 0 | 0 | 0 | 0 | -3.3307e-16 | 3.0091 | 0 | 0.50766 | 3.0039 | 3.0039 | -1.5994 | 1.5938 | 0 | 0.0056134 | 0 | 1.5417 | 0 | 2.4963 | 6.7888 | 0 | 0 | 0 | 0 | 0 | 0 | 9.2273 | 9.2273 | 1.5417 | 0
3 | 2.97 | 0.59076 | 0.35 | 0.25972 | 0.25972 | 0 | 0 | 0 | 0 | 0 | 0 | -3.3307e-16 | 3.9011 | 0 | 0.53538 | 3.8957 | 3.8957 | -3.3934 | 3.3878 | 0 | 0.0056134 | 0 | 1.5417 | 0 | 3.3603 | 8.1177 | 0 | 0 | 0 | 0 | 0 | 0 | 9.6263 | 9.6263 | 1.5417 | 0
4 | 3.33 | 0.58394 | 0.35 | 0.24766 | 0.24766 | -0.9901 | 0 | 0.9901 | 0 | 0 | 0 | -3.3307e-16 | 4.9735 | 0 | 0.56428 | 3.9677 | 3.9677 | -3.8022 | 3.7966 | 0 | 0.0056134 | 0 | 1.5417 | 0 | 3.4034 | 8.2174 | 0 | 0 | 0 | 0 | 0 | 0 | 9.3603 | 9.3603 | 1.5417 | 0
5 | 3.72 | 0.55956 | 0.35 | 0.29534 | 0.29534 | 0 | 0 | 0 | 0 | 1.073 | 2.1718e-08 | -3.3307e-16 | 0.18615 | 0 | 0.623 | 1.2591 | 1.2591 | -0.0056134 | 0 | 0 | 0.0056134 | 0 | 6.4482 | 0 | 0.63614 | 1.9934 | 0 | 0 | 0 | 0 | 0 | 0 | 9.0722 | 9.0722 | 6.4482 | 0
6 | 5.03 | 0.53784 | 0.35 | 0.40362 | 0.40362 | 0 | 0 | 0 | 0 | 0.49342 | -6.8545e-09 | 0.5593 | 1.2307 | 0 | 0.5593 | 2.2834 | 2.2834 | 0 | 0 | 0 | 0 | 0 | 2.3559 | 0 | 1.7241 | 5.8846 | 0 | 0 | 0 | 0 | 1.0948 | 0 | 11.0595 | 11.0595 | 2.3559 | 0
7 | 5.77 | 0.51195 | 0.35 | 0.4168 | 0.4168 | 0 | 0 | 0 | 0.90701 | 0.79829 | -1.6838e-08 | 0.52722 | 0 | 0 | 0.52722 | 2.2325 | 2.2325 | 0 | 0 | 0 | 0 | 0 | 2.718 | 0 | 1.7053 | 6.0895 | 0 | 0 | 8.4434 | 0 | 0 | 0 | 10.5128 | 18.9562 | 2.718 | 0
8 | 6.89 | 0.47213 | 0.35 | 0.3869 | 0.3869 | -0.36294 | 0 | 0.36294 | 0 | 2.159 | 9.2387e-08 | -3.3307e-16 | 0 | 0 | 0.61633 | 1.7961 | 1.7961 | 0 | 0 | 0 | 0 | 0 | 4.011 | 0 | 1.1797 | 4.4946 | 0 | 0 | 0 | 0 | 0 | 0 | 9.6854 | 9.6854 | 4.011 | 0
9 | 7.77 | 0.42467 | 0.35 | 0.35637 | 0.35637 | -1.4634 | 0 | 1.4634 | 0 | 2.8581 | 7.9572e-08 | -3.3307e-16 | 0 | 0 | 0.53225 | 1.3947 | 1.3947 | 0 | 0 | 0 | 0 | 0 | 4.8151 | 0 | 0.86244 | 3.3577 | 0 | 0 | 0 | 0 | 0 | 0 | 9.0352 | 9.0352 | 4.8151 | 0
10 | 8.81 | 0.39031 | 0.35 | 0.35708 | 0.35708 | -4.2755 | 0 | 4.2755 | 0 | 5.1125 | -2.265e-07 | -3.3307e-16 | 0 | 0 | 0.59667 | 0.83703 | 0.83703 | 0 | 0 | 0 | 0 | 0 | 7.0713 | 0 | 0.24036 | 0.95522 | 0 | 0 | 0 | 0 | 0 | 0 | 8.2669 | 8.2669 | 7.0713 | 0
11 | 10.41 | 0.37375 | 0.35 | 0.34063 | 0.34063 | -4.6549 | 0 | 4.6549 | 0 | 5.4166 | -5.4181e-07 | -6.6613e-16 | 0 | 0 | 0.76173 | 0.76173 | 0.76173 | -0.18149 | 0 | 0 | 0 | 0.18149 | 7.2663 | 0 | 0 | 0 | 0 | 0 | 0 | 0 | 0 | 0 | 7.0849 | 7.0849 | 7.2663 | 0
12 | 11.61 | 0.35354 | 0.35 | 0.34224 | 0.34224 | -7.8315 | 0 | 7.8315 | 0 | 9.2274 | 6.038e-07 | -6.6613e-16 | 0 | 0 | 0.80001 | 1.396 | 1.396 | -2.1861 | 0 | 0 | 0 | 2.1861 | 8.3844 | 0 | 0.59594 | 1.259 | 0 | 0 | 0 | 0 | 0 | 0 | 6.1983 | 8.0533 | 8.3844 | 0
13 | 12.21 | 0.36614 | 0.35 | 0.33341 | 0.33341 | -6.9605 | 0 | 6.9605 | 0 | 12.2689 | -7.4267e-07 | -3.3307e-16 | 0 | 0 | 0.67231 | 5.3083 | 5.3083 | -16.7525 | 13.9875 | 0 | 1.1227 | 1.6423 | 7.3974 | 0 | 4.636 | 10.4741 | 0 | 0 | 0 | 0 | 0 | 0 | 5.7551 | 5.7551 | 7.3974 | 0
14 | 12.31 | 0.39717 | 0.35 | 0.32437 | 0.32437 | -2.2216 | 0 | 2.2216 | 0 | 7.3464 | -3.9935e-08 | -1.3323e-15 | 0 | 0 | 1.7273 | 5.1249 | 5.1249 | -16.306 | 4.4861 | 0 | 0.0056134 | 11.8143 | 6.4702 | 0 | 3.3976 | 12.1194 | 0 | 0 | 0 | 0 | 0 | 0 | 5.6812 | 5.6812 | 6.4702 | 0
15 | 11.93 | 0.42532 | 0.35 | 0.30983 | 0.30983 | 0 | 0 | 0 | 0 | 1.564 | -4.366e-08 | -6.6613e-16 | 0 | 0 | 0.90796 | 1.564 | 1.564 | -0.97234 | 0 | 0 | 0.0056134 | 0.96672 | 3.3315 | 0 | 0.65609 | 2.9467 | 0 | 0 | 0 | 0 | 0 | 0 | 5.9619 | 5.9619 | 3.3315 | 0
16 | 11.19 | 0.45989 | 0.35 | 0.32256 | 0.32256 | -3.7085 | 0 | 3.7085 | 0 | 5.4171 | 1.1861e-07 | -6.6613e-16 | 0 | 0 | 0.79199 | 1.7086 | 1.7086 | -2.6148 | 0.18358 | 0 | 0.0056134 | 2.4257 | 4.373 | 0 | 0.91661 | 3.8339 | 0 | 0 | 0 | 0 | 0 | 0 | 6.5086 | 6.5086 | 4.373 | 0
17 | 9.64 | 0.48932 | 0.35 | 0.38732 | 0.38732 | -1.3971 | 0 | 1.3971 | 0 | 3.9065 | 6.4373e-08 | -6.6613e-16 | 0 | 0 | 1.3531 | 2.5093 | 2.5093 | -0.43247 | 0.092018 | 0 | 0.0056134 | 0.33484 | 3.1907 | 0 | 1.1562 | 4.251 | 0 | 0 | 0 | 0 | 0 | 0 | 7.6537 | 8.1654 | 3.1907 | 0
18 | 8.57 | 0.50068 | 0.35 | 0.41933 | 0.41933 | 0 | 0 | 0 | 3.5643 | 0 | 0 | -6.6613e-16 | 0 | 0 | 1.4011 | 2.7951 | 3.5643 | -0.0056134 | 0 | 0 | 0.0056134 | 0 | 1.5417 | 0 | 1.3941 | 5.5141 | 0 | 0 | 1.1514 | 0 | 0 | 0 | 8.4442 | 9.5956 | 1.5417 | 0
19 | 6.82 | 0.50409 | 0.35 | 0.44566 | 0.44566 | 0 | 0 | 0 | 2.8615 | 0 | 0 | -1.3323e-15 | 0 | 0 | 1.5852 | 2.0922 | 2.8615 | -0.0056134 | 0 | 0 | 0.0056134 | 0 | 1.5417 | 0 | 0.50698 | 1.924 | 0 | 0 | 1.6631 | 0 | 0 | 5.7701 | 9.7371 | 11.4002 | 1.5417 | 0
20 | 6.36 | 0.50031 | 0.35 | 0.38859 | 0.38859 | 0 | 0 | 0 | 2.5263 | 0 | 0 | -1.3323e-15 | 0 | 0 | 1.7571 | 1.7571 | 2.5263 | 0 | 0 | 0 | 0 | 0 | 1.5417 | 0 | 0 | 0 | 0 | 0 | 2.4307 | 0 | 0 | 8.5352 | 10.0769 | 12.5076 | 1.5417 | 0
21 | 6.15 | 0.48123 | 0.35 | 0.37975 | 0.37975 | 0 | 0 | 0 | 4.3133 | 0 | 0 | -1.3323e-15 | 0 | 0 | 1.676 | 3.5441 | 4.3133 | 0 | 0 | 0 | 0 | 0 | 1.5417 | 0 | 1.8681 | 6.8223 | 0 | 0 | 1.0234 | 0 | 0 | 0 | 10.232 | 11.2555 | 1.5417 | 0
22 | 5.98 | 0.46573 | 0.35 | 0.35303 | 0.35303 | 0 | 0 | 0 | 3.0638 | 0 | 0 | -3.3307e-16 | 0 | 0 | 0.61938 | 2.2945 | 3.0638 | 0 | 0 | 0 | 0 | 0 | 1.5417 | 0 | 1.6752 | 6.0569 | 0 | 0 | 0 | 0 | 1.0839 | 0 | 10.3576 | 10.3576 | 1.5417 | 0
23 | 6.05 | 0.45813 | 0.35 | 0.34634 | 0.34634 | 0 | 0 | 0 | 3.3003 | 0 | 0 | -3.3307e-16 | 0 | 0 | 0.63843 | 2.5311 | 3.3003 | 0 | 0 | 0 | 0 | 0 | 1.5417 | 0 | 1.8927 | 6.8716 | 0 | 0 | 0.44776 | 0 | 0 | 0 | 10.3059 | 10.7537 | 1.5417 | 0
24 | 5.82 | 0.45918 | 0.35 | 0.26984 | 0.26984 | 0 | 0 | 0 | 0 | 0 | 0 | -6.6613e-16 | 2.6538 | 0.76923 | 0.78649 | 2.6458 | 3.415 | 0 | 0 | 0 | 0 | 0 | 1.5417 | 0 | 1.8593 | 7.0749 | 0 | 0 | 0 | 0 | 0 | 0 | 10.4758 | 10.4758 | 1.5417 | 0
25 | 5.26 | 0.47406 | 0.35 | 0.26728 | 0.26728 | 0 | 0 | 0 | 0 | 0 | 0 | -6.6613e-16 | 2.1595 | 0.76923 | 0.78428 | 2.1515 | 2.9208 | 0 | 0 | 0 | 0 | 0 | 1.5417 | 0 | 1.3673 | 5.0255 | 0 | 0 | 0 | 0 | 0 | 0 | 7.9345 | 7.9345 | 1.5417 | 0
26 | 5.04 | 0.47408 | 0.35 | 0.26022 | 0.26022 | 0 | 0 | 0 | 0 | 0 | 0 | -6.6613e-16 | 2.2256 | 0.76923 | 0.80009 | 2.2175 | 2.9867 | 0 | 0 | 0 | 0 | 0 | 1.5417 | 0 | 1.4174 | 5.1379 | 0 | 0 | 0 | 0 | 0 | 0 | 8.097 | 8.097 | 1.5417 | 0
27 | 5.29 | 0.47453 | 0.35 | 0.25229 | 0.25229 | 0 | 0 | 0 | 0 | 0 | 0 | -3.3307e-16 | 2.0808 | 9.7013 | 0.71307 | 2.0736 | 11.7749 | 0 | 0 | 0 | 0 | 0 | 1.5417 | 0 | 1.3605 | 5.0101 | 0 | 0 | 0 | 0 | 0 | 0 | 7.9123 | 7.9123 | 1.5417 | 0
28 | 5.41 | 0.48093 | 0.35 | 0.25363 | 0.25363 | 0 | 0 | 0 | 0 | 0 | 0 | -3.3307e-16 | 2.2016 | 0.76923 | 0.63542 | 2.1952 | 2.9644 | -1.0651 | 0 | 0 | 1.0651 | 0 | 1.5417 | 0 | 1.5598 | 5.7873 | 0 | 0 | 0 | 0 | 0 | 0 | 7.8236 | 7.8236 | 1.5417 | 0
29 | 5.49 | 0.48492 | 0.35 | 0.29046 | 0.29046 | 0 | 0 | 0 | 0 | 0.26822 | 2.1979e-08 | -6.6613e-16 | 1.9439 | 0.76923 | 1.0165 | 2.2046 | 2.9738 | -0.0053256 | 0 | 0 | 0.0053256 | 0 | 2.1518 | 0 | 1.1881 | 4.43 | 0 | 0 | 0 | 0 | 0 | 0 | 7.7645 | 7.7645 | 2.1518 | 0
30 | 5.73 | 0.48384 | 0.35 | 0.38096 | 0.38096 | 0 | 0 | 0 | 1.5255 | 1.1692 | -7.9721e-09 | -3.3307e-16 | 0 | 0 | 0.61726 | 1.9255 | 2.6947 | 0 | 0 | 0 | 0 | 0 | 3.2447 | 0 | 1.3082 | 4.9507 | 0 | 0 | 0 | 0 | 1.0387 | 0 | 10.5423 | 10.5423 | 3.2447 | 0
31 | 6.52 | 0.46046 | 0.35 | 0.40109 | 0.40109 | 0 | 0 | 0 | 0 | 3.0418 | 2.262e-07 | -3.3307e-16 | 0 | 0 | 0.60221 | 1.2047 | 3.0418 | 0 | 0 | 0 | 0 | 0 | 6.9664 | 0 | 0.60245 | 2.3898 | 0 | 0 | 5.8208 | 0 | 0 | 0 | 9.9587 | 15.7795 | 6.9664 | 0
32 | 7.09 | 0.42234 | 0.35 | 0.37904 | 0.37904 | -1.1925 | 0 | 1.1925 | 0 | 3.4142 | -1.7792e-07 | -3.3307e-16 | 0 | 0 | 0.591 | 2.2218 | 2.2218 | -2.7424 | 1.6772 | 0 | 1.0651 | 0 | 5.3548 | 0 | 1.6308 | 5.2944 | 0 | 0 | 0 | 0 | 0 | 0 | 9.5376 | 9.5376 | 5.3548 | 0
33 | 7.65 | 0.38976 | 0.35 | 0.36444 | 0.36444 | 0 | 0 | 0 | 0 | 2.7155 | 1.1444e-07 | -6.6613e-16 | 0 | 0 | 0.83903 | 2.7155 | 2.7155 | -3.5374 | 0.50025 | 0 | 0.0053256 | 3.0318 | 4.6436 | 0 | 1.8764 | 6.7808 | 0 | 0 | 0 | 0 | 0 | 0 | 9.1239 | 9.7635 | 4.6436 | 0
34 | 8.33 | 0.36716 | 0.35 | 0.34992 | 0.34992 | 0 | 0 | 0 | 0 | 3.196 | -1.6153e-07 | -6.6613e-16 | 0 | 0 | 0.88405 | 3.196 | 3.196 | -8.3403 | 0 | 0 | 0.0053256 | 8.335 | 5.1425 | 0 | 2.312 | 9.5074 | 0 | 0 | 0 | 0 | 0 | 0 | 8.6215 | 8.6215 | 5.1425 | 0
35 | 9.21 | 0.35765 | 0.35 | 0.34197 | 0.34197 | 0 | 0 | 0 | 0 | 2.0569 | -1.4886e-07 | -6.6613e-16 | 0 | 0 | 0.86425 | 2.0569 | 2.0569 | -1.2316 | 1.2263 | 0 | 0.0053256 | 0 | 3.9889 | 0 | 1.1926 | 4.0214 | 0 | 0 | 0 | 0 | 0 | 0 | 7.9714 | 7.9714 | 3.9889 | 0
36 | 9.79 | 0.36358 | 0.35 | 0.32942 | 0.32942 | 0 | 0 | 0 | 0 | 4.9697 | -2.867e-07 | -6.6613e-16 | 0 | 0 | 0.98297 | 4.9697 | 4.9697 | -9.0797 | 4.3316 | 0 | 0.0053256 | 4.7428 | 6.7318 | 0 | 3.9868 | 10.2537 | 0 | 0 | 0 | 0 | 0 | 0 | 7.5429 | 11.8925 | 6.7318 | 0
37 | 10 | 0.37248 | 0.35 | 0.31579 | 0.31579 | 0 | 0 | 0 | 0 | 2.5628 | -8.1658e-08 | -6.6613e-16 | 0 | 0 | 1.3591 | 2.5628 | 2.5628 | -3.1574 | 0 | 0 | 0.0053256 | 3.1521 | 4.3395 | 0 | 1.2037 | 5.0019 | 0 | 0 | 0 | 0 | 0 | 0 | 7.3878 | 7.3878 | 4.3395 | 0
38 | 10.09 | 0.38848 | 0.35 | 0.30459 | 0.30459 | 0 | 0 | 0 | 0 | 1.005 | 5.7817e-08 | -6.6613e-16 | 0.66355 | 0 | 0.78939 | 1.6686 | 1.6686 | -0.0053256 | 0 | 0 | 0.0053256 | 0 | 2.7722 | 0 | 0.8792 | 3.6752 | 0 | 0 | 0 | 0 | 0 | 0 | 7.3213 | 7.3213 | 2.7722 | 0
39 | 9.76 | 0.41564 | 0.35 | 0.31583 | 0.31583 | 0 | 0 | 0 | 0 | 1.0779 | -7.3686e-08 | -6.6613e-16 | 0.63514 | 0 | 0.7948 | 1.713 | 1.713 | -0.0053256 | 0 | 0 | 0.0053256 | 0 | 2.8422 | 0 | 0.91822 | 3.81 | 0 | 0 | 0 | 0 | 0 | 0 | 7.5651 | 7.5651 | 2.8422 | 0
40 | 9.38 | 0.44165 | 0.35 | 0.32005 | 0.32005 | 0 | 0 | 0 | 0 | 1.604 | -1.1623e-08 | -1.3323e-15 | 0.99507 | 0 | 1.6917 | 2.5982 | 2.5982 | -0.0053256 | 0 | 0 | 0.0053256 | 0 | 3.1924 | 0 | 0.90646 | 3.7523 | 0 | 0 | 0 | 0 | 0 | 0 | 7.8458 | 7.8458 | 3.1924 | 0
41 | 8.94 | 0.46898 | 0.35 | 0.36564 | 0.36564 | 0 | 0 | 0 | 0 | 1.2872 | -1.5199e-08 | -6.6613e-16 | 0 | 0 | 1.1919 | 1.2872 | 1.2872 | -0.0053256 | 0 | 0 | 0.0053256 | 0 | 2.5176 | 0 | 0.095292 | 0.39337 | 0 | 0 | 0.70362 | 0 | 0 | 5.1699 | 8.1709 | 8.8745 | 2.5176 | 0
42 | 8.38 | 0.4716 | 0.35 | 0.40022 | 0.40022 | 0 | 0 | 0 | 1.74 | 0 | 0 | -6.6613e-16 | 0 | 0 | 0.97077 | 0.97077 | 1.74 | 0 | 0 | 0 | 0 | 0 | 1.5417 | 0 | 0 | 0 | 0 | 0 | 0.83154 | 0 | 0 | 7.0429 | 8.5846 | 9.4161 | 1.5417 | 0
43 | 8.46 | 0.45664 | 0.35 | 0.4231 | 0.4231 | 0 | 0 | 0 | 3.111 | 0 | 0 | 1.476 | 0 | 0 | 2.9564 | 3.8177 | 4.587 | 0 | 0 | 0 | 0 | 0 | 1.5417 | 0 | 0.86128 | 3.5447 | 0 | 0 | 1.2793 | 0 | 1.0335 | 1.5443 | 8.5255 | 9.8048 | 1.5417 | 0
44 | 7.97 | 0.43816 | 0.35 | 0.36475 | 0.36475 | 0 | 0 | 0 | 2.2088 | 0 | 0 | 2.5598 | 0 | 0 | 2.5598 | 3.9993 | 4.7685 | 0 | 0 | 0 | 0 | 0 | 1.5417 | 0 | 1.4395 | 5.9063 | 0 | 0 | 0.44776 | 0 | 0 | 0 | 8.8875 | 9.3352 | 1.5417 | 0
45 | 7.68 | 0.42899 | 0.35 | 0.3559 | 0.3559 | 0 | 0 | 0 | 2.2529 | 0 | 0 | 3.3522 | 0 | 0 | 3.3522 | 4.8359 | 5.6051 | 0 | 0 | 0 | 0 | 0 | 1.5417 | 0 | 1.4837 | 6.0764 | 0 | 0 | 0.51172 | 0 | 0 | 0 | 9.1017 | 9.6134 | 1.5417 | 0
46 | 7.17 | 0.4191 | 0.35 | 0.34063 | 0.34063 | 0 | 0 | 0 | 0 | 0 | 0 | -1.3323e-15 | 4.437 | 0.76923 | 2.8466 | 4.4083 | 5.1775 | 0 | 0 | 0 | 0 | 0 | 1.5417 | 0 | 1.5617 | 6.3751 | 0 | 0 | 0 | 0 | 0 | 0 | 9.4785 | 9.4785 | 1.5417 | 0
47 | 6.89 | 0.41845 | 0.35 | 0.33551 | 0.33551 | 0 | 0 | 0 | 0 | 0 | 0 | -1.3323e-15 | 3.2191 | 0.76923 | 1.5912 | 3.203 | 3.9723 | 0 | 0 | 0 | 0 | 0 | 1.5417 | 0 | 1.6119 | 6.5318 | 0 | 0 | 0 | 0 | 0 | 0 | 9.6854 | 9.6854 | 1.5417 | 0
48 | 6.73 | 0.41449 | 0.35 | 0.25974 | 0.25974 | 0 | 0 | 0 | 0 | 0 | 0 | -3.3307e-16 | 2.4494 | 0.76923 | 0.66816 | 2.4427 | 3.2119 | 0 | 0 | 0 | 0 | 0 | 1.5417 | 0 | 1.7745 | 6.4874 | 0 | 0 | 0 | 0 | 0 | 0 | 9.8036 | 9.8036 | 1.5417 | 0
49 | 6.61 | 0.42065 | 0.35 | 0.25608 | 0.25608 | 0 | 0 | 0 | 0 | 0 | 0 | -3.3307e-16 | 1.7549 | 0.76923 | 0.58402 | 1.749 | 2.5182 | 0 | 0 | 0 | 0 | 0 | 1.5417 | 0 | 1.165 | 4.2305 | 0 | 0 | 0 | 0 | 0 | 0 | 6.9371 | 6.9371 | 1.5417 | 0
50 | 6.46 | 0.42115 | 0.35 | 0.2479 | 0.2479 | 0 | 0 | 0 | 0 | 0 | 0 | -3.3307e-16 | 2.0534 | 10.7692 | 0.60028 | 2.0474 | 12.8166 | -1.1515 | 0 | 0 | 1.1515 | 0 | 1.5417 | 0 | 1.4471 | 5.2106 | 0 | 0 | 0 | 0 | 0 | 0 | 7.0479 | 7.0479 | 1.5417 | 0
51 | 6.28 | 0.4389 | 0.35 | 0.24735 | 0.24735 | 0 | 0 | 0 | 0 | 0 | 0 | -3.3307e-16 | 3.0579 | 0.76923 | 0.61324 | 3.0517 | 3.8209 | -5.4896 | 0 | 0 | 0.0057574 | 5.4838 | 1.5417 | 0 | 2.4384 | 8.6904 | 0 | 0 | 0 | 0 | 0 | 0 | 7.1809 | 7.1809 | 1.5417 | 0
52 | 6.21 | 0.44456 | 0.35 | 0.24573 | 0.24573 | 0 | 0 | 0 | 0 | 0 | 0 | -3.3307e-16 | 3.4765 | 0.76923 | 0.59351 | 3.4705 | 4.2398 | -7.3984 | 0 | 0 | 0.0057574 | 7.3927 | 1.5417 | 0 | 2.877 | 10.2123 | 0 | 0 | 0 | 0 | 0 | 0 | 7.2326 | 7.2326 | 1.5417 | 0
53 | 6.25 | 0.44063 | 0.35 | 0.27992 | 0.27992 | 0 | 0 | 0 | 0 | 0.1758 | -6.7987e-09 | -3.3307e-16 | 1.6407 | 0.76923 | 0.65758 | 1.8117 | 2.5809 | -0.0057574 | 0 | 0 | 0.0057574 | 0 | 1.9487 | 0 | 1.1541 | 4.106 | 0 | 0 | 0 | 0 | 0 | 0 | 7.2031 | 7.2031 | 1.9487 | 0
54 | 6.47 | 0.4308 | 0.35 | 0.36054 | 0.36054 | 0 | 0 | 0 | 0 | 0.66684 | -5.9381e-08 | 0.78788 | 0 | 0.10239 | 0.78788 | 0.78788 | 1.5571 | 0 | 0 | 0 | 0 | 0 | 2.5671 | 0 | 0 | 0 | 0 | 0 | 0 | 0 | 0 | 7.4285 | 9.9956 | 9.9956 | 2.5671 | 0
55 | 7.46 | 0.39055 | 0.35 | 0.38005 | 0.38005 | 0 | 0 | 0 | 0 | 1.2698 | -6.3106e-08 | 0.69738 | 0 | 0 | 0.69738 | 1.198 | 1.9672 | 0 | 0 | 0 | 0 | 0 | 3.2607 | 0 | 0.50058 | 1.8816 | 0 | 0 | 7.4199 | 0 | 1.1173 | 2.5041 | 9.2643 | 16.6842 | 3.2607 | 0
56 | 7.82 | 0.31888 | 0.35 | 0.35216 | 0.35216 | 0 | 0 | 0 | 0 | 3.4956 | -9.1195e-08 | -3.3307e-16 | 0 | 0 | 0.73507 | 3.4956 | 3.4956 | -6.2643 | 5.1128 | 0 | 1.1515 | 0 | 5.5002 | 0 | 2.7605 | 7.0019 | 0 | 0 | 0 | 0 | 0 | 0 | 8.9983 | 8.9983 | 5.5002 | 0
57 | 9.03 | 0.27325 | 0.35 | 0.32091 | 0.32091 | 0 | 0 | 0 | 0 | 3.2385 | -2.1666e-07 | -3.3307e-16 | 0 | 0 | 0.51214 | 3.2385 | 3.2385 | -5.7109 | 5.7052 | 0 | 0.0057574 | 0 | 5.1156 | 0 | 2.7264 | 6.485 | 0 | 0 | 0 | 0 | 0 | 0 | 8.1044 | 8.6161 | 5.1156 | 0
58 | 9.09 | 0.26351 | 0.35 | 0.31307 | 0.31307 | 0 | 0 | 0 | 0 | 3.6568 | 7.7784e-08 | -3.3307e-16 | 0 | 0 | 0.53088 | 3.6568 | 3.6568 | -7.7949 | 7.6652 | 0 | 0.0057574 | 0.12398 | 5.6364 | 0 | 3.1259 | 7.0926 | 0 | 0 | 0 | 0 | 0 | 0 | 8.06 | 8.06 | 5.6364 | 0
59 | 9.93 | 0.26122 | 0.35 | 0.26679 | 0.26679 | 0 | 0 | 0 | 0 | 1.7917 | -3.919e-08 | -3.3307e-16 | 0 | 0 | 0.60105 | 1.7917 | 1.7917 | -2.1932 | 0.092018 | 0 | 0.0057574 | 2.0954 | 3.7239 | 0 | 1.1906 | 4.7182 | 0 | 0 | 0 | 0 | 0 | 0 | 7.4395 | 7.4395 | 3.7239 | 0
60 | 9.33 | 0.26238 | 0.35 | 0.24324 | 0.24324 | 0 | 0 | 0 | 0 | 1.5286 | 1.7583e-08 | -6.6613e-16 | 3.1759 | 0 | 1.3976 | 4.7046 | 4.7046 | -4.2213 | 0 | 0 | 0.0057574 | 4.2155 | 3.4435 | 0 | 3.307 | 9.959 | 0 | 0 | 0 | 0 | 0 | 0 | 7.8827 | 12.4882 | 3.4435 | 0
61 | 7.36 | 0.27423 | 0.35 | 0.22002 | 0.22002 | -0.33789 | 0 | 0.33789 | 0 | 1.3825 | 5.4836e-08 | -6.6613e-16 | 2.9764 | 0 | 1.0446 | 4.021 | 4.021 | -6.6582 | 0.18358 | 0 | 0.0057574 | 6.4688 | 3.1714 | 0 | 2.9764 | 10.5522 | 0 | 0 | 0 | 0 | 0 | 0 | 9.3381 | 10.0417 | 3.1714 | 0
62 | 6.49 | 0.29633 | 0.35 | 0.218 | 0.218 | -17.8281 | 0 | 17.8281 | 0 | 1.1238 | -2.0489e-08 | -6.6613e-16 | 20.8143 | 0 | 1.0495 | 3.9306 | 3.9306 | -6.1009 | 0.092018 | 0 | 0.0057574 | 6.0032 | 2.8701 | 0 | 2.8811 | 10.3306 | 0 | 0 | 0 | 0 | 0 | 0 | 9.9809 | 9.9809 | 2.8701 | 0
63 | 5.81 | 0.31598 | 0.35 | 0.23916 | 0.23916 | 0 | 0 | 0 | 0 | 0.65563 | 4.366e-08 | -3.3307e-16 | 1.9842 | 0 | 0.51157 | 2.6398 | 2.6398 | -0.43262 | 0.092018 | 0 | 0.0057574 | 0.33484 | 2.4086 | 0 | 2.1282 | 6.9547 | 0 | 0 | 0 | 0 | 0 | 0 | 10.4832 | 11.0589 | 2.4086 | 0
64 | 5.36 | 0.35657 | 0.35 | 0.2707 | 0.2707 | 0 | 0 | 0 | 0 | 0.46599 | 1.356e-08 | -3.3307e-16 | 2.1112 | 0 | 0.49902 | 2.5769 | 2.5769 | -0.43262 | 0.092018 | 0 | 0.0057574 | 0.33484 | 2.2129 | 0 | 2.0779 | 6.9575 | 0 | 0 | 0 | 0 | 0 | 0 | 10.8157 | 10.8157 | 2.2129 | 0
65 | 4.95 | 0.38963 | 0.35 | 0.34465 | 0.34465 | 0 | 0 | 0 | 0 | 0.99487 | -9.8348e-09 | -6.6613e-16 | 2.094 | 0 | 1.0597 | 3.0883 | 3.0883 | -0.0057574 | 0 | 0 | 0.0057574 | 0 | 2.4178 | 0 | 2.0285 | 6.678 | 0 | 0 | 0.51172 | 0 | 0 | 0 | 11.1186 | 11.6303 | 2.4178 | 0
66 | 4.58 | 0.4182 | 0.35 | 0.38007 | 0.38007 | 0 | 0 | 0 | 3.1068 | 0 | 0 | 0.70773 | 0 | 0 | 0.70773 | 3.0453 | 3.8145 | -0.0057574 | 0 | 0 | 0.0057574 | 0 | 1.5417 | 0 | 2.3376 | 7.5184 | 0 | 0 | 0.57569 | 0 | 0 | 0 | 11.3919 | 11.9676 | 1.5417 | 0
67 | 4.29 | 0.42226 | 0.35 | 0.41404 | 0.41404 | 0 | 0 | 0 | 3.1917 | 0 | 0 | 1.0798 | 0 | 0 | 1.0798 | 3.5022 | 4.2714 | -0.0057574 | 0 | 0 | 0.0057574 | 0 | 1.5417 | 0 | 2.4224 | 7.6478 | 0 | 0 | 0.95947 | 0 | 0 | 0 | 11.6062 | 12.5656 | 1.5417 | 0
68 | 3.68 | 0.4264 | 0.35 | 0.37441 | 0.37441 | 0 | 0 | 0 | 2.6679 | 0 | 0 | 0.85889 | 0 | 0 | 0.85889 | 2.7575 | 3.5268 | 0 | 0 | 0 | 0 | 0 | 1.5417 | 0 | 1.8986 | 5.7573 | 0 | 0 | 0.83154 | 0 | 0 | 2.8592 | 12.0568 | 12.8884 | 1.5417 | 0
69 | 3.18 | 0.427 | 0.35 | 0.35322 | 0.35322 | 0 | 0 | 0 | 0 | 0 | 0 | 1.5778 | 0 | 0.76923 | 1.5778 | 1.5778 | 2.347 | 0 | 0 | 0 | 0 | 0 | 1.5417 | 0 | 0 | 0 | 0 | 0 | 1.2153 | 0 | 0 | 10.8845 | 12.4262 | 13.6415 | 1.5417 | 0
70 | 2.8 | 0.41606 | 0.35 | 0.344 | 0.344 | 0 | 0 | 0 | 0 | 0 | 0 | -1.3323e-15 | 5.4908 | 0.76923 | 2.5667 | 5.4649 | 6.2341 | 0 | 0 | 0 | 0 | 0 | 1.5417 | 0 | 2.8982 | 8.267 | 0 | 0 | 0 | 0 | 0 | 0 | 12.7069 | 12.7069 | 1.5417 | 0
71 | 2.43 | 0.43074 | 0.35 | 0.34138 | 0.34138 | 0 | 0 | 0 | 0 | 0 | 0 | -1.3323e-15 | 5.0499 | 0.76923 | 2.2607 | 5.0271 | 5.7963 | 0 | 0 | 0 | 0 | 0 | 1.5417 | 0 | 2.7664 | 7.6818 | 0 | 0 | 0 | 0 | 0.99043 | 0 | 12.9803 | 12.9803 | 1.5417 | 0
72 | 2.39 | 0.44446 | 0.35 | 0.26621 | 0.26621 | 0 | 0 | 0 | 0 | 0 | 0 | -3.3307e-16 | 3.4951 | 0.76923 | 0.47777 | 3.4903 | 4.2595 | 0 | 0 | 0 | 0 | 0 | 1.5417 | 0 | 3.0125 | 8.3405 | 0 | 0 | 0 | 0 | 0.11515 | 0 | 13.0098 | 13.0098 | 1.5417 | 0
73 | 2.09 | 0.44908 | 0.35 | 0.26283 | 0.26283 | 0 | 0 | 0 | 0 | 0 | 0 | -3.3307e-16 | 2.9388 | 0.76923 | 0.57685 | 2.9329 | 3.7022 | 0 | 0 | 0 | 0 | 0 | 1.5417 | 0 | 2.3561 | 6.3786 | 0 | 0 | 0 | 0 | 0 | 0 | 10.2764 | 10.2764 | 1.5417 | 0
74 | 2.2 | 0.46413 | 0.35 | 0.26275 | 0.26275 | 0 | 0 | 0 | 0 | 0 | 0 | -1.6653e-16 | 2.694 | 0.76923 | 0.37021 | 2.6903 | 3.4595 | 0 | 0 | 0 | 0 | 0 | 1.5417 | 0 | 2.3201 | 6.3333 | 0 | 0 | 0 | 0 | 0 | 0 | 10.1951 | 10.1951 | 1.5417 | 0
75 | 2.23 | 0.47185 | 0.35 | 0.25637 | 0.25637 | 0 | 0 | 0 | 0 | 0 | 0 | -1.6653e-16 | 2.9362 | 0.76923 | 0.31449 | 2.9331 | 3.7023 | -1.1515 | 0 | 0 | 1.1515 | 0 | 1.5417 | 0 | 2.6186 | 7.1642 | 0 | 0 | 0 | 0 | 0 | 0 | 10.1729 | 10.1729 | 1.5417 | 0
76 | 2.21 | 0.47578 | 0.35 | 0.24679 | 0.24679 | 0 | 0 | 0 | 0 | 0 | 0 | -1.6653e-16 | 3.5992 | 10.7692 | 0.28066 | 3.5964 | 14.3656 | -2.5117 | 2.5059 | 0 | 0.0057574 | 0 | 1.5417 | 0 | 3.3157 | 7.842 | 0 | 0 | 0 | 0 | 0 | 0 | 10.1877 | 10.1877 | 1.5417 | 0
77 | 2.29 | 0.46872 | 0.35 | 0.27818 | 0.27818 | 0 | 0 | 0 | 0 | 0.43455 | -1.4007e-08 | -3.3307e-16 | 2.0701 | 0.76923 | 0.46828 | 2.5044 | 3.2736 | -0.0057574 | 0 | 0 | 0.0057574 | 0 | 2.5028 | 0 | 2.0361 | 5.5955 | 0 | 0 | 0 | 0 | 0 | 0 | 10.1286 | 10.1286 | 2.5028 | 0
78 | 2.83 | 0.45011 | 0.35 | 0.37561 | 0.37561 | 0 | 0 | 0 | 1.0789 | 1.611 | -4.0829e-08 | 0.34634 | 0 | 0 | 0.34634 | 2.267 | 3.0363 | 0 | 0 | 0 | 0 | 0 | 4.1507 | 0 | 1.9207 | 5.4905 | 0 | 0 | 0 | 0 | 1.1229 | 0 | 12.6848 | 12.6848 | 4.1507 | 0
79 | 3.25 | 0.43029 | 0.35 | 0.3921 | 0.3921 | 0 | 0 | 0 | 1.2839 | 1.6889 | -5.3346e-08 | 0.46115 | 0 | 0 | 0.46115 | 2.6647 | 3.4339 | 0 | 0 | 0 | 0 | 0 | 3.6829 | 0 | 2.2035 | 6.4881 | 0 | 0 | 15.2876 | 0 | 0 | 0 | 12.3745 | 27.6621 | 3.6829 | 0
80 | 4.02 | 0.40339 | 0.35 | 0.37527 | 0.37527 | 0 | 0 | 0 | 0.48195 | 1.5697 | 4.3213e-08 | 0.66669 | 0 | 0 | 0.66669 | 2.7184 | 2.7184 | 0 | 0 | 0 | 0 | 0 | 3.39 | 0 | 2.0517 | 6.364 | 0 | 0 | 0 | 0 | 0 | 0 | 11.8056 | 11.8056 | 3.39 | 0
81 | 5.13 | 0.39103 | 0.35 | 0.35526 | 0.35526 | 0 | 0 | 0 | 0 | 2.4392 | -5.4091e-08 | -3.3307e-16 | 0 | 0 | 0.3902 | 2.4392 | 2.4392 | -1.327 | 1.327 | 0 | 0 | 0 | 4.2534 | 0 | 2.049 | 6.0103 | 0 | 0 | 0 | 0 | 0 | 0 | 10.9856 | 10.9856 | 4.2534 | 0
82 | 5.74 | 0.36853 | 0.35 | 0.34622 | 0.34622 | 0 | 0 | 0 | 0 | 2.6796 | 4.828e-08 | -6.6613e-16 | 0 | 0 | 1.0785 | 2.6796 | 2.6796 | -0.71999 | 0.71999 | 0 | 0 | 0 | 4.5814 | 0 | 1.6011 | 5.0725 | 0 | 0 | 0 | 0 | 0 | 0 | 10.5349 | 10.5349 | 4.5814 | 0
83 | 6.75 | 0.35053 | 0.35 | 0.33796 | 0.33796 | 0 | 0 | 0 | 0 | 3.8905 | 5.424e-08 | -1.6653e-16 | 0 | 0 | 0.36378 | 3.8905 | 3.8905 | -6.8655 | 6.8655 | 0 | 0 | 0 | 5.8053 | 0 | 3.5267 | 7.898 | 0 | 0 | 0 | 0 | 0 | 0 | 9.7888 | 10.3645 | 5.8053 | 0
84 | 7.74 | 0.34851 | 0.35 | 0.33477 | 0.33477 | 0 | 0 | 0 | 0 | 3.6759 | -2.9206e-07 | -6.6613e-16 | 0 | 0 | 0.77964 | 3.6759 | 3.6759 | -5.9959 | 1.9056 | 0 | 1.1515 | 2.9388 | 5.6 | 0 | 2.8962 | 8.412 | 0 | 0 | 0 | 0 | 0 | 0 | 9.0574 | 10.9124 | 5.6 | 0
85 | 8.88 | 0.34753 | 0.35 | 0.32023 | 0.32023 | 0 | 0 | 0 | 0 | 2.2649 | 5.722e-08 | -6.6613e-16 | 0 | 0 | 0.97172 | 2.2649 | 2.2649 | -2.1659 | 0 | 0 | 0.0057574 | 2.1602 | 4.0366 | 0 | 1.2932 | 5.0513 | 0 | 0 | 0 | 0 | 0 | 0 | 8.2152 | 8.2152 | 4.0366 | 0
86 | 9.39 | 0.36356 | 0.35 | 0.31488 | 0.31488 | 0 | 0 | 0 | 0 | 2.364 | 1.2413e-07 | -6.6613e-16 | 0 | 0 | 0.99598 | 2.364 | 2.364 | -3.0044 | 0 | 0 | 0.0057574 | 2.9986 | 4.0588 | 0 | 1.368 | 5.416 | 0 | 0 | 0 | 0 | 0 | 0 | 7.8384 | 7.8384 | 4.0588 | 0
87 | 10.32 | 0.38082 | 0.35 | 0.30831 | 0.30831 | 0 | 0 | 0 | 0 | 0.91916 | -6.7055e-09 | -3.3307e-16 | 0.39568 | 0 | 0.437 | 1.3148 | 1.3148 | 0 | 0 | 0 | 0 | 0 | 2.6883 | 0 | 0.87784 | 3.5852 | 0 | 0 | 0.63965 | 0 | 0 | 0 | 7.1514 | 7.791 | 2.6883 | 0
88 | 10.43 | 0.40648 | 0.35 | 0.31634 | 0.31634 | 0 | 0 | 0 | 0 | 2.3288 | 2.8461e-08 | -3.3307e-16 | 0 | 0 | 0.57935 | 2.3288 | 2.3288 | -5.4463 | 0 | 0 | 0.011486 | 5.4348 | 3.585 | 0 | 1.7494 | 7.182 | 0 | 0 | 0.38379 | 0 | 0 | 0 | 7.0701 | 7.4539 | 3.585 | 0
89 | 9.74 | 0.44257 | 0.35 | 0.36928 | 0.36928 | 0 | 0 | 0 | 0 | 0.31518 | -1.9707e-08 | 0.78184 | 0.79119 | 0 | 0.78184 | 1.8882 | 1.8882 | -0.0057574 | 0 | 0 | 0.0057574 | 0 | 2.059 | 0 | 1.1064 | 4.4202 | 0 | 0 | 0.44776 | 0 | 0 | 0 | 7.5798 | 8.0276 | 2.059 | 0
90 | 8.51 | 0.45168 | 0.35 | 0.40747 | 0.40747 | 0 | 0 | 0 | 1.4283 | 0 | 0 | 1.6515 | 0 | 0 | 1.6515 | 3.0798 | 3.0798 | -0.0057574 | 0 | 0 | 0.0057574 | 0 | 1.5417 | 0 | 1.4283 | 5.5243 | 0 | 0 | 2.1108 | 0 | 0 | 0 | 8.4885 | 10.5994 | 1.5417 | 0
91 | 7.54 | 0.44233 | 0.35 | 0.43271 | 0.43271 | 0 | 0 | 0 | 1.6088 | 0 | 0 | 1.2123 | 0 | 0 | 1.2123 | 2.8211 | 2.8211 | -0.0057574 | 0 | 0 | 0.0057574 | 0 | 1.5417 | 0 | 1.6088 | 6.0605 | 0 | 0 | 2.0469 | 0 | 0 | 0 | 9.2051 | 11.252 | 1.5417 | 0
92 | 6.5 | 0.431 | 0.35 | 0.38069 | 0.38069 | 0 | 0 | 0 | 1.4389 | 0 | 0 | 1.0801 | 0 | 0 | 1.0801 | 2.519 | 2.519 | 0 | 0 | 0 | 0 | 0 | 1.5417 | 0 | 1.4389 | 5.1927 | 0 | 0 | 2.1108 | 0 | 0 | 1.8002 | 9.9735 | 12.0843 | 1.5417 | 0
93 | 5.68 | 0.42331 | 0.35 | 0.37678 | 0.37678 | 0 | 0 | 0 | 0 | 0 | 0 | 1.4178 | 0 | 0 | 1.4178 | 1.4178 | 1.4178 | 0 | 0 | 0 | 0 | 0 | 1.5417 | 0 | 0 | 0 | 0 | 0 | 1.7271 | 0 | 1.1173 | 7.9203 | 10.5793 | 12.3063 | 1.5417 | 0
94 | 5 | 0.39347 | 0.35 | 0.35329 | 0.35329 | 0 | 0 | 0 | 0 | 0 | 0 | 1.1408 | 2.2175 | 0 | 1.1408 | 3.3583 | 3.3583 | 0 | 0 | 0 | 0 | 0 | 1.5417 | 0 | 2.2175 | 7.3225 | 0 | 0 | 0 | 0 | 0 | 0 | 11.0816 | 11.0816 | 1.5417 | 0
95 | 4.6 | 0.39036 | 0.35 | 0.3334 | 0.3334 | 0 | 0 | 0 | 0 | 0 | 0 | -3.3307e-16 | 2.9407 | 0 | 0.60412 | 2.9346 | 2.9346 | 0 | 0 | 0 | 0 | 0 | 1.5417 | 0 | 2.3304 | 7.505 | 0 | 0 | 0.70362 | 0 | 0 | 0 | 11.3772 | 12.0808 | 1.5417 | 0
96 | 4.36 | 0.39214 | 0.35 | 0.26132 | 0.26132 | 0 | 0 | 0 | 0 | 0 | 0 | -1.6653e-16 | 2.8488 | 0 | 0.35979 | 2.8451 | 2.8451 | -0.35455 | 0 | 0 | 0.35455 | 0 | 1.5417 | 0 | 2.4854 | 7.882 | 0 | 0 | 0 | 0 | 0 | 0 | 11.5545 | 11.5545 | 1.5417 | 0
97 | 3.87 | 0.40041 | 0.35 | 0.25343 | 0.25343 | 0 | 0 | 0 | 0 | 0 | 0 | -1.6653e-16 | 3.7366 | 0 | 0.32471 | 3.7333 | 3.7333 | -4.4295 | 3.6308 | 0 | 0.7987 | 0 | 1.5417 | 0 | 3.4086 | 8.4406 | 0 | 0 | 0 | 0 | 0 | 0 | 8.9614 | 8.9614 | 1.5417 | 0
98 | 3.52 | 0.41181 | 0.35 | 0.25231 | 0.25231 | 0 | 0 | 0 | 0 | 0 | 0 | -1.6653e-16 | 2.5342 | 0 | 0.36251 | 2.5305 | 2.5305 | -0.0057574 | 0 | 0 | 0.0057574 | 0 | 1.5417 | 0 | 2.168 | 6.1556 | 0 | 0 | 0 | 0 | 0 | 0 | 9.2199 | 9.8596 | 1.5417 | 0
99 | 3.36 | 0.41982 | 0.35 | 0.251 | 0.251 | 0 | 0 | 0 | 0 | 0 | 0 | -3.3307e-16 | 3.3732 | 0 | 0.39612 | 3.3692 | 3.3692 | -3.9975 | 0 | 0 | 0.0057574 | 3.9917 | 1.5417 | 0 | 2.9731 | 8.8209 | 0 | 0 | 0 | 0 | 0 | 0 | 9.3381 | 9.3381 | 1.5417 | 0
100 | 2.85 | 0.41648 | 0.35 | 0.24713 | 0.24713 | 0 | 0 | 0 | 0 | 0 | 0 | -3.3307e-16 | 3.5985 | 10 | 0.49496 | 3.5935 | 13.5935 | -3.3483 | 0.86984 | 0 | 0.0057574 | 2.4727 | 1.5417 | 0 | 3.0986 | 8.423 | 0 | 0 | 0 | 0 | 0 | 0 | 9.7149 | 9.7149 | 1.5417 | 0
101 | 2.61 | 0.42422 | 0.35 | 0.27661 | 0.27661 | 0 | 0 | 0 | 0 | 0.097075 | -1.695e-09 | -3.3307e-16 | 2.5612 | 0 | 0.53775 | 2.6538 | 2.6538 | -0.0057574 | 0 | 0 | 0.0057574 | 0 | 1.8282 | 0 | 2.1161 | 5.9537 | 0 | 0 | 0 | 0 | 0 | 0 | 9.8922 | 9.8922 | 1.8282 | 0
102 | 3.96 | 0.40709 | 0.35 | 0.36655 | 0.36655 | 0 | 0 | 0 | 0 | 0.75249 | -5.6401e-08 | 0.34254 | 0 | 0 | 0.34254 | 1.095 | 1.095 | 0 | 0 | 0 | 0 | 0 | 2.6575 | 0 | 0.75249 | 2.3249 | 0 | 0 | 0 | 0 | 1.1229 | 4.9922 | 11.85 | 11.85 | 2.6575 | 0
103 | 5.67 | 0.36751 | 0.35 | 0.38429 | 0.38429 | 0 | 0 | 0 | 0 | 2.99 | -6.1095e-08 | -6.6613e-16 | 0 | 0 | 0.77411 | 2.99 | 2.99 | 0 | 0 | 0 | 0 | 0 | 6.2703 | 0 | 2.2159 | 5.4833 | 0 | 0 | 4.293 | 0 | 0 | 0 | 10.5867 | 18.2625 | 6.2703 | 0
104 | 7.63 | 0.32124 | 0.35 | 0.37038 | 0.37038 | -0.33367 | 0.33367 | 0 | 0 | 5.0116 | -5.2154e-08 | -3.3307e-16 | 0 | 0 | 0.72932 | 4.678 | 4.678 | 0 | 0 | 0 | 0 | 0 | 9.0914 | 0 | 3.9486 | 7.2925 | 0 | 0 | 0 | 0 | 0 | 0 | 9.1387 | 20.3325 | 9.0914 | 0
105 | 9.36 | 0.27031 | 0.35 | 0.34396 | 0.34396 | -6.5643 | 6.5643 | 0 | 0 | 7.1843 | -9.8944e-08 | -3.3307e-16 | 0 | 0 | 0.42542 | 0.62008 | 0.62008 | -1.8511 | 0 | 0 | 0 | 1.8511 | 9.7117 | 0 | 0.19466 | 0.38102 | 0 | 0 | 0 | 0 | 0 | 0 | 7.8606 | 8.4363 | 9.7117 | 0
106 | 10.72 | 0.25116 | 0.35 | 0.32484 | 0.32484 | -9.9243 | 9.9243 | 0 | 0 | 11.3387 | 4.1246e-07 | -6.6613e-16 | 0 | 0 | 1.4144 | 1.4144 | 1.4144 | -4.021 | 0 | 0 | 0 | 4.021 | 10.8769 | 0 | 0 | 0 | 0 | 0 | 0 | 0 | 0 | 0 | 6.8558 | 6.8558 | 10.8769 | 0
107 | 12.4 | 0.23896 | 0.35 | 0.28737 | 0.28737 | -12.3209 | 12.3209 | 0 | 0 | 12.823 | -1.1337e-06 | -3.3307e-16 | 0 | 0 | 0.5021 | 0.5021 | 0.5021 | -3.1851 | 0 | 0 | 0 | 3.1851 | 8.7998 | 0 | 0 | 0 | 0 | 0 | 0 | 0 | 0 | 0 | 5.6147 | 5.6147 | 9.3261 | 0
108 | 13.8 | 0.23079 | 0.35 | 0.24042 | 0.24042 | -12.9429 | 9.3607 | 3.5822 | 0 | 13.8157 | -4.0293e-07 | -3.3307e-16 | 0 | 0 | 0.42238 | 0.87283 | 0.87283 | 0 | 0 | 0 | 0 | 0 | 4.5804 | 0 | 0.45046 | 1.0207 | 0 | 0 | 0 | 0 | 0 | 0 | 4.5804 | 6.0516 | 7.4204 | 0
109 | 15.18 | 0.23185 | 0.35 | 0.2218 | 0.2218 | -13.4543 | 0 | 13.4543 | 0 | 14.2305 | -3.6597e-07 | -6.6613e-16 | 0 | 0 | 0.77628 | 0.77628 | 0.77628 | -2.7639 | 0 | 0 | 0 | 2.7639 | 6.3248 | 0 | 0 | 0 | 0 | 0 | 0 | 0 | 0 | 0 | 3.5609 | 3.5609 | 6.3248 | 0
110 | 15.88 | 0.24695 | 0.35 | 0.20482 | 0.20482 | -10.7069 | 0 | 10.7069 | 0 | 13.5423 | -2.8253e-07 | -3.3307e-16 | 0 | 0 | 0.41007 | 2.8354 | 2.8354 | -11.332 | 3.1644 | 5.1097 | 0 | 3.0579 | 6.1016 | 0 | 2.4253 | 5.8488 | 0 | 0 | 0 | 0 | 0 | 0 | 3.0438 | 3.0438 | 6.1016 | 0
111 | 16.23 | 0.29029 | 0.35 | 0.23892 | 0.23892 | -6.2388 | 0 | 6.2388 | 0 | 11.5171 | -3.6359e-07 | -1.6653e-16 | 0 | 0 | 0.3659 | 5.2784 | 5.2784 | -18.2087 | 15.2551 | 0.025548 | 0 | 2.9281 | 5.7133 | 0 | 4.9125 | 11.9673 | 0 | 0 | 0 | 0 | 0 | 0 | 2.7852 | 4.3843 | 5.7133 | 0
112 | 16.19 | 0.37975 | 0.35 | 0.29284 | 0.29284 | -6.6843 | 6.6843 | 0 | 0 | 7.8412 | -1.514e-07 | -3.3307e-16 | 0 | 0 | 0.69419 | 1.1569 | 1.1569 | -2.0554 | 0.092018 | 0.025548 | 0 | 1.9378 | 4.7526 | 0 | 0.46275 | 1.126 | 0 | 0 | 0 | 0 | 0 | 0 | 2.8147 | 4.2859 | 4.7526 | 0
113 | 15.17 | 0.43077 | 0.35 | 0.37 | 0.37 | -2.982 | 2.982 | 0 | 0 | 4.1885 | -1.7136e-07 | -6.6613e-16 | 0 | 0 | 1.11 | 1.2065 | 1.2065 | -0.3406 | 0 | 0 | 0.0057574 | 0.33484 | 3.3279 | 0 | 0.096475 | 0.48448 | 0 | 0 | 1.1514 | 0 | 0 | 0 | 3.5683 | 4.7197 | 3.3279 | 0
114 | 13.06 | 0.42603 | 0.35 | 0.40902 | 0.40902 | 0 | 0 | 0 | 8.0033 | 0 | 0 | -6.6613e-16 | 0 | 0 | 0.85471 | 1.4944 | 8.0033 | -0.0057574 | 0 | 0 | 0.0057574 | 0 | 1.5417 | 0 | 0.63971 | 2.9515 | 0 | 0 | 1.7271 | 0 | 0 | 0 | 5.1271 | 6.8542 | 1.5417 | 0
115 | 11.79 | 0.40074 | 0.35 | 0.43383 | 0.43383 | -5.8942 | 5.8942 | 0 | 8.0646 | 0 | 0 | -6.6613e-16 | 0 | 0 | 1.3267 | 2.1704 | 2.1704 | -0.0057574 | 0 | 0 | 0.0057574 | 0 | 1.5417 | 0 | 0.84374 | 3.6857 | 0 | 0 | 0 | 0 | 0 | 0 | 6.0654 | 6.0654 | 1.5417 | 0
116 | 11.05 | 0.38755 | 0.35 | 0.36267 | 0.36267 | 0 | 0 | 0 | 2.2626 | 0 | 0 | -6.6613e-16 | 0 | 0 | 1.2912 | 2.2626 | 2.2626 | -0.0057574 | 0 | 0 | 0.0057574 | 0 | 1.5417 | 0 | 0.97147 | 4.1047 | 0 | 0 | 1.791 | 0 | 0 | 0 | 6.612 | 8.4031 | 1.5417 | 0
117 | 9.37 | 0.3787 | 0.35 | 0.36146 | 0.36146 | 0 | 0 | 0 | 0.84485 | 0 | 0 | -6.6613e-16 | 0 | 0 | 0.84485 | 0.84485 | 0.84485 | 0 | 0 | 0 | 0 | 0 | 1.5417 | 0 | 0 | 0 | 0 | 0 | 1.1514 | 0 | 0 | 6.3115 | 7.8532 | 9.0046 | 1.5417 | 0
118 | 9.81 | 0.38629 | 0.35 | 0.35078 | 0.35078 | 0 | 0 | 0 | 0.98699 | 0 | 0 | -6.6613e-16 | 0 | 0 | 0.98699 | 0.98699 | 0.98699 | 0 | 0 | 0 | 0 | 0 | 1.5417 | 0 | 0 | 0 | 0 | 0 | 0.51172 | 0 | 0 | 5.9865 | 7.5281 | 8.0398 | 1.5417 | 0
119 | 9.15 | 0.38198 | 0.35 | 0.3243 | 0.3243 | 0 | 0 | 0 | 1.5269 | 0 | 0 | -3.3307e-16 | 0 | 0 | 0.51491 | 1.5269 | 1.5269 | 0 | 0 | 0 | 0 | 0 | 1.5417 | 0 | 1.012 | 3.9812 | 0 | 0 | 0 | 0 | 0 | 1.4809 | 8.0157 | 8.0157 | 1.5417 | 0
120 | 7.94 | 0.37621 | 0.35 | 0.26333 | 0.26333 | 0 | 0 | 0 | 2.0605 | 0 | 0 | -3.3307e-16 | 0 | 0 | 0.5739 | 2.0605 | 2.0605 | -0.071308 | 0 | 0 | 0.071308 | 0 | 1.5417 | 0 | 1.4866 | 5.9527 | 0 | 0 | 0 | 0 | 0 | 0 | 8.9096 | 8.9096 | 1.5417 | 0
121 | 6.99 | 0.37633 | 0.35 | 0.25447 | 0.25447 | 0 | 0 | 0 | 1.6018 | 0 | 0 | -3.3307e-16 | 0 | 0 | 0.56817 | 1.6018 | 1.6018 | -0.0054695 | 0 | 0 | 0.0054695 | 0 | 1.5417 | 0 | 1.0337 | 4.0865 | 0 | 0 | 0 | 0 | 0 | 0 | 6.6564 | 6.6564 | 1.5417 | 0
122 | 6.7 | 0.37993 | 0.35 | 0.25638 | 0.25638 | 0 | 0 | 0 | 1.8526 | 0 | 0 | -6.6613e-16 | 0 | 0 | 0.76148 | 1.8526 | 1.8526 | -0.0054695 | 0 | 0 | 0.0054695 | 0 | 1.5417 | 0 | 1.0911 | 4.2433 | 0 | 0 | 0 | 0 | 0 | 0 | 6.8706 | 6.8706 | 1.5417 | 0
123 | 6.23 | 0.3844 | 0.35 | 0.25807 | 0.25807 | 0 | 0 | 0 | 2.0721 | 0 | 0 | -6.6613e-16 | 0 | 0 | 0.88462 | 2.0721 | 2.0721 | -0.0054695 | 0 | 0 | 0.0054695 | 0 | 1.5417 | 0 | 1.1875 | 4.4941 | 0 | 0 | 0 | 0 | 0 | 0 | 7.2178 | 7.2178 | 1.5417 | 0
124 | 5.37 | 0.37872 | 0.35 | 0.22077 | 0.22077 | 0 | 0 | 0 | 1.4504 | 0 | 0 | -6.6613e-16 | 0 | 0 | 0.81899 | 1.4504 | 1.4504 | 0 | 0 | 0 | 0 | 0 | 1.5417 | 0 | 0.63138 | 2.2688 | 0 | 0 | 0.44776 | 3.4114 | 0 | 0 | 7.8532 | 8.3009 | 1.5417 | 0
125 | 3.88 | 0.36505 | 0.35 | 0.27091 | 0.27091 | 0 | 0 | 0 | 0.11458 | 1.328 | 7.093e-08 | -6.6613e-16 | 0 | 0 | 1.4426 | 1.4426 | 1.4426 | 0 | 0 | 0 | 0 | 0 | 7.5508 | 0 | 0 | 0 | 0 | 0 | 0 | 1.2977 | 0.10542 | 0 | 8.954 | 8.954 | 7.5508 | 0
126 | 6.79 | 0.34399 | 0.35 | 0.33082 | 0.33082 | 0 | 0 | 0 | 0 | 2.2426 | -1.4484e-07 | -3.3307e-16 | 0 | 0 | 0.72666 | 0.77486 | 2.2426 | 0 | 0 | 0 | 0 | 0 | 9.5226 | 0 | 0.048199 | 0.1884 | 0 | 0 | 0 | 0 | 0 | 0 | 9.7592 | 9.7592 | 9.5226 | 0
127 | 10.53 | 0.31002 | 0.35 | 0.33536 | 0.33536 | 0 | 0 | 0 | 0 | 2.6293 | -7.0035e-08 | -3.3307e-16 | 0 | 0 | 0.60587 | 0.60587 | 2.6293 | 0 | 0 | 0 | 0 | 0 | 6.9962 | 0 | 0 | 0 | 0 | 0 | 8.5713 | 0 | 0 | 0 | 6.9962 | 15.5675 | 11.7896 | 0
128 | 13.45 | 0.26503 | 0.35 | 0.32216 | 0.32216 | -3.731 | 3.731 | 0 | 0 | 4.6769 | -1.8775e-07 | -3.3307e-16 | 0 | 0 | 0.7326 | 0.9459 | 0.9459 | -7.4665 | 0 | 0 | 0 | 7.4665 | 12.3055 | 0 | 0.21331 | 0.47813 | 0 | 0 | 1.7392 | 0 | 0 | 0 | 4.839 | 7.2697 | 12.3055 | 0
129 | 15.85 | 0.23286 | 0.35 | 0.31103 | 0.31103 | -6.031 | 6.031 | 0 | 0 | 8.153 | -9.5367e-08 | -1.3323e-15 | 0 | 0 | 2.0094 | 2.122 | 2.122 | 0 | 0 | 0 | 0 | 0 | 3.0659 | 0 | 0.11256 | 0.27123 | 0 | 0 | 0 | 0 | 0 | 0 | 3.0659 | 3.4497 | 11.3816 | 0
130 | 17.52 | 0.22467 | 0.35 | 0.30574 | 0.30574 | -10.4685 | 10.4685 | 0 | 0 | 11.0494 | -1.1325e-06 | -3.3307e-16 | 0 | 0 | 0.58091 | 0.58091 | 0.58091 | 0 | 0 | 0 | 0 | 0 | 1.8322 | 0 | 0 | 0 | 0 | 0 | 0 | 0 | 0 | 0 | 1.8322 | 1.8322 | 10.8584 | 0
131 | 18.68 | 0.21939 | 0.35 | 0.25768 | 0.25768 | -11.2291 | 11.2291 | 0 | 0 | 12.5215 | -7.1645e-07 | -6.6613e-16 | 0 | 0 | 0.93778 | 1.2924 | 1.2924 | 0 | 0 | 0 | 0 | 0 | 0.97518 | 0 | 0.35461 | 0.92469 | 0 | 0 | 0 | 0 | 0 | 0 | 0.97518 | 2.2545 | 9.3615 | 0
132 | 19.4 | 0.22598 | 0.35 | 0.24245 | 0.24245 | -12.2036 | 0 | 12.2036 | 0 | 12.8853 | 1.1849e-06 | -3.3307e-16 | 0 | 0 | 0.6817 | 0.6817 | 0.6817 | -6.7449 | 0 | 0 | 0 | 6.7449 | 7.1882 | 0 | 0 | 0 | 0 | 0 | 0 | 0 | 0 | 0 | 0.44327 | 0.44327 | 7.717 | 0
133 | 19.76 | 0.23542 | 0.35 | 0.22761 | 0.22761 | -7.8712 | 0 | 7.8712 | 0 | 13.5203 | 1.0014e-07 | -3.3307e-16 | 0 | 0 | 0.6346 | 5.6491 | 5.6491 | -17.3821 | 17.3821 | 0 | 0 | 0 | 0.17731 | 0 | 5.0145 | 13.455 | 0 | 0 | 0 | 0 | 0 | 0 | 0.17731 | 1.2647 | 6.5172 | 0
134 | 19.9 | 0.27196 | 0.35 | 0.22894 | 0.22894 | -9.3321 | 0 | 9.3321 | 0 | 12.5697 | -4.4107e-08 | -6.6613e-16 | 0 | 0 | 1.4837 | 3.2376 | 3.2376 | -6.4772 | 1.1085 | 5.3687 | 0 | 0 | 0.073878 | 0 | 1.7539 | 4.7233 | 0 | 0 | 0 | 0 | 0 | 0 | 0.073878 | 0.073878 | 6.2786 | 0
135 | 19.66 | 0.33157 | 0.35 | 0.25072 | 0.25072 | -8.9933 | 4.3915 | 4.6018 | 0 | 10.4136 | -3.314e-07 | -6.6613e-16 | 0 | 0 | 0.83115 | 1.4203 | 1.4203 | -5.6806 | 0.092018 | 0.026844 | 0 | 5.5617 | 5.8129 | 0 | 0.58913 | 1.5766 | 0 | 0 | 0 | 0 | 0 | 0 | 0.25118 | 2.2981 | 5.8129 | 0
136 | 19.12 | 0.38139 | 0.35 | 0.29844 | 0.29844 | -4.0942 | 4.0264 | 0.067771 | 0 | 6.364 | -4.5121e-07 | -1.3323e-15 | 0 | 0 | 1.5691 | 2.2698 | 2.2698 | -0.4537 | 0.092018 | 0.026844 | 0 | 0.33484 | 0.98496 | 0 | 0.70073 | 1.8488 | 0 | 0 | 0 | 0 | 0 | 0 | 0.65012 | 3.0808 | 4.6415 | 0
137 | 17.74 | 0.39909 | 0.35 | 0.36568 | 0.36568 | -0.30789 | 0.30789 | 0 | 0 | 1.5173 | 6.8545e-08 | -6.6613e-16 | 0 | 0 | 0.85075 | 1.2094 | 1.2094 | -0.4537 | 0.092018 | 0.026844 | 0 | 0.33484 | 2.0045 | 0 | 0.35864 | 0.91159 | 0 | 0 | 0 | 0 | 0 | 0 | 1.6696 | 2.821 | 2.6786 | 0
138 | 15.75 | 0.40009 | 0.35 | 0.4028 | 0.4028 | 0 | 0 | 0 | 11.7313 | 0 | 0 | -6.6613e-16 | 0 | -5.3291e-15 | 1.3323 | 1.7313 | 11.7313 | -0.0054695 | 0 | 0 | 0.0054695 | 0 | 1.5417 | 0 | 0.39908 | 1.7268 | 0 | 0 | 0.053438 | 0 | 0 | 0 | 3.1398 | 3.7155 | 1.5417 | 0
139 | 14.64 | 0.40397 | 0.35 | 0.42919 | 0.42919 | 0 | 0 | 0 | 2.3865 | 0 | 0 | -1.3323e-15 | 0 | 0 | 1.9991 | 2.3865 | 2.3865 | -0.0054695 | 0 | 0 | 0.0054695 | 0 | 1.5417 | 0 | 0.38743 | 2.0362 | 0 | 0 | 1.0234 | 0 | 0 | 0 | 3.9598 | 4.9833 | 1.5417 | 0
140 | 12.03 | 0.42188 | 0.35 | 0.36765 | 0.36765 | 0 | 0 | 0 | 2.9831 | 0 | 0 | -1.3323e-15 | 0 | 0 | 2.2077 | 2.9831 | 2.9831 | -0.0054695 | 0 | 0 | 0.0054695 | 0 | 1.5417 | 0 | 0.77548 | 3.5764 | 0 | 0 | 1.7271 | 0 | 0 | 0 | 5.888 | 7.6151 | 1.5417 | 0
141 | 10.96 | 0.43188 | 0.35 | 0.35704 | 0.35704 | 0 | 0 | 0 | 1.7804 | 0 | 0 | -1.3323e-15 | 0 | 0 | 1.7804 | 1.7804 | 1.7804 | 0 | 0 | 0 | 0 | 0 | 1.5417 | 0 | 0 | 0 | 0 | 0 | 1.4712 | 0 | 0 | 5.1369 | 6.6785 | 8.1497 | 1.5417 | 0
142 | 10.61 | 0.4149 | 0.35 | 0.33848 | 0.33848 | 0 | 0 | 0 | 1.3403 | 0 | 0 | -6.6613e-16 | 0 | 0 | 1.3403 | 1.3403 | 1.3403 | 0 | 0 | 0 | 0 | 0 | 1.5417 | 0 | 0 | 0 | 0 | 0 | 0.57569 | 0 | 0 | 5.3954 | 6.9371 | 7.5128 | 1.5417 | 0
143 | 9.97 | 0.4016 | 0.35 | 0.33422 | 0.33422 | 0 | 0 | 0 | 1.1838 | 0 | 0 | -6.6613e-16 | 0 | 0 | 1.1838 | 1.1838 | 1.1838 | 0 | 0 | 0 | 0 | 0 | 1.5417 | 0 | 0 | 0 | 0 | 0 | 0 | 2.6587 | 0.015763 | 3.1938 | 7.4099 | 7.4099 | 1.5417 | 0
144 | 9.56 | 0.39298 | 0.35 | 0.26294 | 0.26294 | 0 | 0 | 0 | 1.2367 | 0 | 0 | -3.3307e-16 | 0 | 0 | 0.53183 | 1.2367 | 1.2367 | 0 | 0 | 0 | 0 | 0 | 1.5417 | 0 | 0.70492 | 3.0311 | 0 | 0 | 0 | 2.4351 | 0 | 0 | 7.7128 | 7.7128 | 1.5417 | 0
145 | 9.24 | 0.39792 | 0.35 | 0.25735 | 0.25735 | 0 | 0 | 0 | 1.1375 | 0 | 0 | -3.3307e-16 | 0 | 0 | 0.48611 | 1.1375 | 1.1375 | 0 | 0 | 0 | 0 | 0 | 1.5417 | 0 | 0.65141 | 2.8011 | 0 | 0 | 0 | 0 | 0 | 0 | 4.9941 | 4.9941 | 1.5417 | 0
146 | 9.03 | 0.40217 | 0.35 | 0.24631 | 0.24631 | 0 | 0 | 0 | 1.1941 | 0 | 0 | -3.3307e-16 | 0 | 0 | 0.51341 | 1.1941 | 1.1941 | 0 | 0 | 0 | 0 | 0 | 1.5417 | 0 | 0.68068 | 2.9269 | 0 | 0 | 0 | 0 | 0 | 0 | 5.1493 | 5.1493 | 1.5417 | 0
147 | 8.81 | 0.40708 | 0.35 | 0.23526 | 0.23526 | 0 | 0 | 0 | 1.266 | 0 | 0 | -3.3307e-16 | 0 | 0 | 0.55469 | 1.266 | 1.266 | 0 | 0 | 0 | 0 | 0 | 1.5417 | 0 | 0.71135 | 3.0588 | 0 | 0 | 0 | 0 | 0 | 0 | 5.3118 | 5.3118 | 1.5417 | 0
148 | 8.54 | 0.41501 | 0.35 | 0.26415 | 0.26415 | 0 | 0 | 0 | 1.4659 | 0 | 0 | -3.3307e-16 | 0 | 0 | 0.71689 | 1.4659 | 1.4659 | 0 | 0 | 0 | 0 | 0 | 1.5417 | 0 | 0.74898 | 3.2206 | 0 | 0 | 0 | 0 | 0 | 0 | 5.5113 | 5.5113 | 1.5417 | 0
149 | 9.05 | 0.40616 | 0.35 | 0.26034 | 0.26034 | 0 | 0 | 0 | 1.441 | 0.083851 | -4.7311e-09 | -6.6613e-16 | 0 | 0 | 0.89822 | 1.5249 | 1.5249 | 0 | 0 | 0 | 0 | 0 | 1.8131 | 0 | 0.62668 | 2.6947 | 0 | 0 | 0 | 0 | 0 | 0 | 5.1345 | 5.1345 | 1.8131 | 0
150 | 9.97 | 0.363 | 0.35 | 0.3226 | 0.3226 | 0 | 0 | 0 | 1.1944 | 0.43293 | -2.0862e-08 | -3.3307e-16 | 0 | 0 | 0.66241 | 1.6274 | 1.6274 | 0 | 0 | 0 | 0 | 0 | 2.2957 | 0 | 0.96496 | 4.1493 | 0 | 0 | 0 | 0 | 0 | 0 | 7.4099 | 7.4099 | 2.2957 | 0
151 | 10.46 | 0.31562 | 0.35 | 0.33383 | 0.33383 | 0 | 0 | 0 | 0.5345 | 0.80606 | -2.1756e-08 | -3.3307e-16 | 0 | 0 | 0.54943 | 1.3406 | 1.3406 | 0 | 0 | 0 | 0 | 0 | 2.7481 | 0 | 0.79114 | 3.5087 | 0 | 0 | 12.2173 | 0 | 0 | 0 | 7.0479 | 19.2652 | 2.7481 | 0
152 | 10.93 | 0.28537 | 0.35 | 0.32757 | 0.32757 | -1.2444 | 1.2444 | 0 | 0 | 2.6344 | -1.6391e-08 | -3.3307e-16 | 0 | 0 | 0.62758 | 1.39 | 1.39 | 0 | 0 | 0 | 0 | 0 | 4.5451 | 0 | 0.76245 | 2.5446 | 0 | 0 | 0 | 0 | 0 | 0 | 6.7007 | 7.8521 | 4.5451 | 0
153 | 11.47 | 0.25031 | 0.35 | 0.30576 | 0.30576 | -4.1093 | 4.1093 | 0 | 0 | 5.053 | 1.651e-07 | -6.6613e-16 | 0 | 0 | 0.79938 | 0.94369 | 0.94369 | 0 | 0 | 0 | 0 | 0 | 6.3018 | 0 | 0.1443 | 0.30345 | 0 | 0 | 0 | 0 | 0 | 0 | 6.3018 | 6.7495 | 7.0935 | 0
154 | 13.09 | 0.2398 | 0.35 | 0.29222 | 0.29222 | -4.0729 | 4.0729 | 0 | 0 | 4.8469 | -6.4671e-08 | -3.3307e-16 | 0 | 0 | 0.61495 | 0.77405 | 0.77405 | -1.8179 | 0 | 0 | 0 | 1.8179 | 6.9228 | 0 | 0.1591 | 0.35262 | 0 | 0 | 0 | 0 | 0 | 0 | 5.1049 | 5.6167 | 6.9228 | 0
155 | 14.66 | 0.22923 | 0.35 | 0.27177 | 0.27177 | -11.1452 | 11.1452 | 0 | 0 | 11.9397 | -1.1909e-06 | -3.3307e-16 | 0 | 0 | 0.64072 | 0.79457 | 0.79457 | -5.4927 | 0 | 0 | 0 | 5.4927 | 9.4378 | 0 | 0.15385 | 0.35787 | 0 | 0 | 0 | 0 | 0 | 0 | 3.9451 | 4.4568 | 9.4378 | 0
156 | 15.31 | 0.23218 | 0.35 | 0.2474 | 0.2474 | -8.9072 | 4.226 | 4.6812 | 0 | 11.059 | -8.3327e-07 | -3.3307e-16 | 0 | 0 | 0.63408 | 2.1518 | 2.1518 | -3.024 | 0 | 0 | 0 | 3.024 | 6.4889 | 0 | 1.5177 | 3.5995 | 0 | 0 | 0 | 0 | 0 | 0 | 3.4649 | 8.5821 | 8.346 | 0
157 | 15.84 | 0.23821 | 0.35 | 0.23352 | 0.23352 | -3.8726 | 0 | 3.8726 | 0 | 8.3993 | 8.3447e-08 | -6.6613e-16 | 0 | 0 | 1.0026 | 4.5267 | 4.5267 | -16.4787 | 5.9965 | 6.0165 | 0 | 4.4658 | 7.5391 | 0 | 3.5241 | 8.4888 | 0 | 0 | 0 | 0 | 0 | 0 | 3.0733 | 3.0733 | 7.5391 | 0
158 | 15.89 | 0.26949 | 0.35 | 0.23293 | 0.23293 | -5.6584 | 0 | 5.6584 | 0 | 6.3245 | -2.7359e-07 | -3.3307e-16 | 0 | 0 | 0.65726 | 0.66608 | 0.66608 | -3.3377 | 0 | 0.030082 | 0 | 3.3076 | 6.344 | 0 | 0.0088158 | 0.021266 | 0 | 0 | 0 | 0 | 0 | 0 | 3.0364 | 3.0364 | 6.344 | 0
159 | 16.03 | 0.35349 | 0.35 | 0.24345 | 0.24345 | -0.11546 | 0 | 0.11546 | 0 | 1.1799 | -4.1351e-08 | -6.6613e-16 | 0 | 0 | 0.86877 | 1.0645 | 1.0645 | -0.030082 | 0 | 0.030082 | 0 | 0 | 2.9329 | 0 | 0.19571 | 0.47402 | 0 | 0 | 0 | 0 | 0 | 0 | 2.9329 | 3.5726 | 2.982 | 0
160 | 15.83 | 0.42439 | 0.35 | 0.29271 | 0.29271 | -6.6482 | 6.6482 | 0 | 0 | 7.7086 | 4.828e-08 | -6.6613e-16 | 0 | 0 | 1.0516 | 1.0604 | 1.0604 | -1.6773 | 0 | 0.030082 | 0 | 1.6472 | 4.7279 | 0 | 0.0088267 | 0.021256 | 0 | 0 | 0.57569 | 0 | 0 | 0 | 3.0807 | 3.6564 | 4.7279 | 0
161 | 15.06 | 0.4332 | 0.35 | 0.36196 | 0.36196 | -0.80355 | 0.80355 | 0 | 0 | 1.6088 | -1.0014e-07 | -3.3307e-16 | 0 | 0 | 0.6178 | 0.80527 | 0.80527 | -0.33959 | 0 | 0 | 0.0047498 | 0.33484 | 2.7174 | 0 | 0.18746 | 1.0843 | 0 | 0 | 0 | 0 | 0 | 0 | 3.6496 | 3.6496 | 2.7174 | 0
162 | 13.64 | 0.42029 | 0.35 | 0.40302 | 0.40302 | 0 | 0 | 0 | 1.517 | 0 | 0 | -6.6613e-16 | 0 | 0 | 1.0205 | 1.517 | 1.517 | -0.0047498 | 0 | 0 | 0.0047498 | 0 | 1.5417 | 0 | 0.49652 | 2.6652 | 0 | 0 | 0.95947 | 0 | 0 | 0 | 4.6986 | 5.6581 | 1.5417 | 0
163 | 12.08 | 0.4089 | 0.35 | 0.42589 | 0.42589 | 0 | 0 | 0 | 2.8207 | 0 | 0 | -1.3323e-15 | 0 | 0 | 2.0907 | 2.8207 | 2.8207 | -0.0047498 | 0 | 0 | 0.0047498 | 0 | 1.5417 | 0 | 0.72996 | 3.5842 | 0 | 0 | 1.0874 | 0 | 0 | 0 | 5.8511 | 6.9385 | 1.5417 | 0
164 | 11.21 | 0.39119 | 0.35 | 0.37083 | 0.37083 | 0 | 0 | 0 | 2.597 | 0 | 0 | -1.3323e-15 | 0 | 0 | 2.2319 | 2.597 | 2.597 | -0.0047498 | 0 | 0 | 0.0047498 | 0 | 1.5417 | 0 | 0.36514 | 1.6997 | 0 | 0 | 1.4712 | 0 | 0 | 2.8921 | 6.4938 | 7.965 | 1.5417 | 0
165 | 10.8 | 0.36218 | 0.35 | 0.37683 | 0.37683 | 0 | 0 | 0 | 1.5114 | 0 | 0 | -1.3323e-15 | 0 | 0 | 1.5106 | 1.5114 | 1.5114 | -0.0047498 | 0 | 0 | 0.0047498 | 0 | 1.5417 | 0 | 0.0008582 | 0.0038916 | 0 | 0 | 1.5991 | 0 | 0 | 5.2551 | 6.7967 | 8.3959 | 1.5417 | 0
166 | 10.44 | 0.3472 | 0.35 | 0.34338 | 0.34338 | 0 | 0 | 0 | 2.289 | 0 | 0 | -1.3323e-15 | 0 | 0 | 2.289 | 2.289 | 2.289 | 0 | 0 | 0 | 0 | 0 | 1.5417 | 0 | 0 | 0 | 0 | 0 | 0 | 0 | 0 | 5.521 | 7.0627 | 7.0627 | 1.5417 | 0
167 | 9.88 | 0.32984 | 0.35 | 0.31287 | 0.31287 | 0 | 0 | 0 | 2.2735 | 0 | 0 | -1.3323e-15 | 0 | 0 | 2.2735 | 2.2735 | 2.2735 | 0 | 0 | 0 | 0 | 0 | 1.5417 | 0 | 0 | 0 | 0 | 0 | 0 | 5.6934 | 0.022815 | 0.21852 | 7.4764 | 7.4764 | 1.5417 | 0

## Flex_ts_plot_winter
| Temp. air in °C | CO2 eq. [kg/kWh] | elec. price household [€/kWh] | elec. price heating [€/kWh] | elec. price e-mob. [€/kWh] | Helper variable: neg. sum el | Feed-in | Battery-charge | Battery-discharge | PV | PV curtailed | Grid-demand | Grid-heatpump | Grid-eMob | El. Demand | El. Demand with heating / AC | Total El. Demand incl. EV charging | Helper variable: neg. sum th | Dhw-storage-charge | Buffer-storage-charge | Buffer-storage-charge-HT | Th. inertia-charge | Heat gains used | Solar-thermal | Heatpump-el | Heatpump-ambient heat | Gas boiler | Direct el. heater | Dhw-storage-discharge | Buffer-storage-discharge | Buffer-storage-discharge-HT | Th. inertia-discharge | Roomheat Demand | Th. Demand | Heat gains | Qmax solar-thermal
0 | -6.23 | 0.29876 | 0.35 | 0.16908 | 0.16908 | 0 | 0 | 0 | 0 | 0 | 0 | -6.6613e-16 | 8.4381 | 0 | 0.93539 | 8.4287 | 8.4287 | 0 | 0 | 0 | 0 | 0 | 1.5417 | 0 | 6.927 | 10.3998 | 0 | 0.50962 | 0 | 0 | 0 | 0 | 19.3781 | 19.3781 | 1.5417 | 0
1 | -6.13 | 0.29809 | 0.35 | 0.15293 | 0.15293 | 0 | 0 | 0 | 0 | 0 | 0 | -3.3307e-16 | 7.4843 | 0 | 0.58565 | 7.4784 | 7.4784 | -2.1144 | 2.1144 | 0 | 0 | 0 | 1.5417 | 0 | 6.8927 | 10.0291 | 0 | 0 | 0 | 0 | 0 | 0 | 16.3491 | 16.3491 | 1.5417 | 0
2 | -6.36 | 0.30072 | 0.35 | 0.15252 | 0.15252 | 0 | 0 | 0 | 0 | 0 | 0 | -3.3307e-16 | 7.557 | 0 | 0.54864 | 7.5514 | 7.5514 | -2.1161 | 2.1161 | 0 | 0 | 0 | 1.5417 | 0 | 7.0028 | 10.0907 | 0 | 0 | 0 | 0 | 0 | 0 | 16.519 | 16.519 | 1.5417 | 0
3 | -7.39 | 0.31648 | 0.35 | 0.1453 | 0.1453 | 0 | 0 | 0 | 0 | 0 | 0 | -3.3307e-16 | 7.8814 | 0 | 0.58366 | 7.8755 | 7.8755 | -1.9033 | 0.49279 | 0 | 1.4106 | 0 | 1.5417 | 0 | 7.2918 | 10.3498 | 0 | 0 | 0 | 0 | 0 | 0 | 17.28 | 17.28 | 1.5417 | 0
4 | -6.98 | 0.32539 | 0.35 | 0.12229 | 0.12229 | -14.7453 | 0 | 14.7453 | 0 | 0 | 0 | -3.3307e-16 | 24.27 | 0 | 0.53379 | 9.3703 | 9.3703 | -3.4993 | 3.4923 | 0 | 0.0070528 | 0 | 1.5417 | 0 | 7.3064 | 10.2512 | 0 | 1.3771 | 0 | 0 | 0 | 0 | 16.9771 | 16.9771 | 1.5417 | 0
5 | -4.58 | 0.32575 | 0.35 | 0.089333 | 0.089333 | -17.1232 | 0 | 17.1232 | 0 | 0 | 0 | -3.3307e-16 | 30 | 0 | 0.52968 | 12.6985 | 12.6985 | -6.787 | 6.7799 | 0 | 0.0070528 | 0 | 1.5417 | 0 | 6.1851 | 9.5825 | 0 | 5.3854 | 0 | 0 | 0 | 0 | 15.204 | 15.9076 | 1.5417 | 0
6 | -2.36 | 0.32848 | 0.35 | 0.1865 | 0.1865 | 0 | 0 | 0 | 0 | 0 | 0 | -3.3307e-16 | 5.8601 | 0 | 0.65616 | 5.8535 | 5.8535 | 0 | 0 | 0 | 0 | 0 | 1.5417 | 0 | 5.1974 | 9.1439 | 0 | 0 | 0 | 0 | 0.63611 | 0 | 16.519 | 16.519 | 1.5417 | 0
7 | -1.92 | 0.3372 | 0.35 | 0.18652 | 0.18652 | 0 | 0 | 0 | 0 | 0.059721 | -2.9523e-09 | -6.6613e-16 | 5.8424 | 0 | 0.87298 | 5.8939 | 5.8939 | 0 | 0 | 0 | 0 | 0 | 1.8763 | 0 | 5.021 | 8.9808 | 0 | 0 | 13.1768 | 0 | 0.31587 | 0 | 16.194 | 29.3708 | 1.8763 | 0
8 | -0.72 | 0.3301 | 0.35 | 0.21025 | 0.21025 | 0 | 0 | 0 | 0 | 1.1571 | 8.7917e-09 | -3.3307e-16 | 4.0128 | 0 | 0.54373 | 5.1699 | 5.1699 | -1.3758 | 0.39153 | 0 | 0.98428 | 0 | 4.8811 | 0 | 4.6262 | 8.3273 | 0 | 0 | 0 | 0 | 0 | 0 | 15.3074 | 16.4588 | 4.8811 | 0
9 | 0.2 | 0.31227 | 0.35 | 0.21061 | 0.21061 | 0 | 0 | 0 | 0 | 4.3482 | -1.9103e-07 | -3.3307e-16 | 0.71457 | 0 | 0.68966 | 5.0627 | 5.0627 | -3.0293 | 3.0222 | 0 | 0.0070528 | 0 | 5.4808 | 0 | 4.3731 | 7.8031 | 0 | 0 | 0 | 0 | 0 | 0 | 14.6278 | 14.6278 | 5.4808 | 0
10 | 1.26 | 0.30851 | 0.35 | 0.34975 | 0.34975 | -2.3636 | 0 | 2.3636 | 0 | 7.1812 | -2.9206e-07 | -3.3307e-16 | 0 | 0 | 0.66813 | 4.8176 | 4.8176 | -5.1828 | 1.239 | 3.9438 | 0 | 0 | 6.3216 | 0 | 4.1495 | 7.1808 | 0 | 0 | 0 | 0 | 1.3756 | 0 | 13.8447 | 13.8447 | 6.3216 | 0
11 | 2.14 | 0.30696 | 0.35 | 0.32856 | 0.32856 | 0 | 0 | 0 | 0 | 2.2292 | 6.4522e-08 | -6.6613e-16 | 2.3253 | 0 | 0.86477 | 4.5546 | 4.5546 | -1.216 | 1.0154 | 0.019719 | 0 | 0.18092 | 3.8639 | 0 | 3.6898 | 7.3046 | 0 | 0 | 0 | 0 | 0 | 0 | 13.1945 | 13.6423 | 3.8639 | 0
12 | 3.03 | 0.30731 | 0.35 | 0.3274 | 0.3274 | 0 | 0 | 0 | 0 | 1.235 | 1.9372e-08 | -6.6613e-16 | 3.3031 | 0 | 0.84828 | 4.5381 | 4.5381 | -0.019719 | 0 | 0.019719 | 0 | 0 | 2.9983 | 0 | 3.6898 | 7.6513 | 0 | 0 | 1.0318 | 0 | 0 | 0 | 12.537 | 15.3515 | 2.9983 | 0
13 | 3.09 | 0.31313 | 0.35 | 0.32725 | 0.32725 | 0 | 0 | 0 | 0 | 2.8714 | 1.204e-07 | -3.3307e-16 | 1.401 | 0 | 0.70919 | 4.2724 | 4.2724 | -2.9333 | 0 | 0.019719 | 0 | 2.9136 | 4.0193 | 0 | 3.5632 | 7.8435 | 0 | 0 | 0 | 0 | 0 | 0 | 12.4927 | 12.4927 | 4.0193 | 0
14 | 2.57 | 0.32584 | 0.35 | 0.32768 | 0.32768 | 0 | 0 | 0 | 0 | 0.50094 | 1.6466e-08 | -3.3307e-16 | 3.5864 | 0 | 0.5073 | 4.0873 | 4.0873 | -0.58796 | 0 | 0.010808 | 0.0031873 | 0.57396 | 2.2628 | 0 | 3.58 | 7.6221 | 0 | 0 | 0 | 0 | 0 | 0 | 12.8769 | 12.8769 | 2.2628 | 0
15 | 2.03 | 0.33594 | 0.35 | 0.20957 | 0.20957 | 0 | 0 | 0 | 0 | 0.90117 | 4.2096e-08 | -6.6613e-16 | 4.1693 | 0 | 1.4648 | 5.0648 | 5.0648 | -0.028586 | 0 | 0.028586 | 0 | 0 | 2.3125 | 0 | 3.6 | 7.3888 | 0 | 0 | 0.95947 | 0 | 0.0031083 | 0 | 13.2758 | 14.2353 | 2.3125 | 0
16 | 1.53 | 0.33768 | 0.35 | 0.20954 | 0.20954 | 0 | 0 | 0 | 0 | 0 | 0 | -6.6613e-16 | 4.6163 | 0 | 0.85097 | 4.6077 | 4.6077 | -0.0070528 | 0 | 0 | 0.0070528 | 0 | 1.5417 | 0 | 3.7567 | 7.5836 | 0 | 0 | 0 | 0 | 0 | 0.77031 | 13.6452 | 13.6452 | 1.5417 | 0
17 | 0.97 | 0.33437 | 0.35 | 0.25073 | 0.25073 | 0 | 0 | 0 | 0 | 0 | 0 | -1.3323e-15 | 5.9594 | 0 | 1.9906 | 5.9393 | 5.9393 | -0.0070528 | 0 | 0 | 0.0070528 | 0 | 1.5417 | 0 | 3.9487 | 7.8236 | 0 | 0 | 0.38379 | 0 | 0 | 0.75201 | 14.0589 | 14.4427 | 1.5417 | 0
18 | 0.7 | 0.33009 | 0.35 | 0.36506 | 0.36506 | 0 | 0 | 0 | 6.0547 | 0 | 0 | 0.50676 | 0 | 0 | 1.7493 | 5.7922 | 6.5614 | 0 | 0 | 0 | 0 | 0 | 1.5417 | 0 | 4.0429 | 7.9376 | 0 | 0 | 0.63965 | 0 | 0 | 0.73613 | 14.2584 | 14.898 | 1.5417 | 0
19 | 0.92 | 0.32409 | 0.35 | 0.37526 | 0.37526 | 0 | 0 | 0 | 4.7353 | 0 | 0 | 1.7802 | 0 | 0 | 1.7802 | 5.7462 | 6.5155 | 0 | 0 | 0 | 0 | 0 | 1.5417 | 0 | 3.966 | 7.8448 | 0 | 0 | 0.38379 | 0.25415 | 0 | 0.48916 | 14.0958 | 14.4796 | 1.5417 | 0
20 | 0.91 | 0.32521 | 0.35 | 0.35784 | 0.35784 | 0 | 0 | 0 | 4.7387 | 0 | 0 | 2.123 | 0 | 0 | 2.123 | 6.0926 | 6.8618 | 0 | 0 | 0 | 0 | 0 | 1.5417 | 0 | 3.9695 | 7.8491 | 0 | 0 | 0.44776 | 0.72941 | 0.013584 | 0 | 14.1032 | 14.551 | 1.5417 | 0
21 | 0.64 | 0.33235 | 0.35 | 0.32023 | 0.32023 | 0 | 0 | 0 | 0 | 0 | 0 | -6.6613e-16 | 5.4749 | 0.76923 | 1.3967 | 5.4607 | 6.23 | 0 | 0 | 0 | 0 | 0 | 1.5417 | 0 | 4.064 | 7.9628 | 0 | 0 | 2.1748 | 0.73417 | 0 | 0 | 14.3027 | 16.4775 | 1.5417 | 0
22 | 0.67 | 0.33644 | 0.35 | 0.34106 | 0.34106 | 0 | 0 | 0 | 0 | 0 | 0 | -6.6613e-16 | 5.5491 | 0.76923 | 1.4807 | 5.5342 | 6.3034 | 0 | 0 | 0 | 0 | 0 | 1.5417 | 0 | 4.0535 | 7.9502 | 0 | 0 | 0.51172 | 0.73515 | 0 | 0 | 14.2805 | 14.7923 | 1.5417 | 0
23 | 0.64 | 0.33602 | 0.35 | 0.27487 | 0.27487 | 0 | 0 | 0 | 0 | 0 | 0 | -2.6645e-15 | 7.9846 | 0.76923 | 3.8814 | 7.9454 | 8.7147 | 0 | 0 | 0 | 0 | 0 | 1.5417 | 0 | 4.064 | 7.9628 | 0 | 0 | 0 | 0.73417 | 0 | 0 | 14.3027 | 14.3027 | 1.5417 | 0
24 | 0.66 | 0.33959 | 0.35 | 0.25443 | 0.25443 | 0 | 0 | 0 | 0 | 0 | 0 | -1.3323e-15 | 5.7855 | 0.76923 | 2.1913 | 5.7634 | 6.5326 | 0 | 0 | 0 | 0 | 0 | 1.5417 | 0 | 3.572 | 8.6237 | 0 | 0 | 0 | 0.5505 | 0 | 0 | 14.2879 | 14.2879 | 1.5417 | 0
25 | 0.49 | 0.33933 | 0.35 | 0.24708 | 0.24708 | 0 | 0 | 0 | 0 | 0 | 0 | -1.3323e-15 | 6.2963 | 0.76923 | 2.5364 | 6.2707 | 7.04 | -2.3309 | 1.1219 | 0 | 1.209 | 0 | 1.5417 | 0 | 3.7343 | 8.5134 | 0 | 0 | 0 | 0 | 0 | 0 | 11.4584 | 11.4584 | 1.5417 | 0
26 | 0.39 | 0.34163 | 0.35 | 0.23876 | 0.23876 | 0 | 0 | 0 | 0 | 0 | 0 | -3.3307e-16 | 4.5634 | 0.76923 | 0.68366 | 4.5565 | 5.3257 | -2.2486 | 2.2486 | 0 | 0 | 0 | 1.5417 | 0 | 3.8729 | 8.3664 | 0 | 0 | 0 | 0 | 0 | 0 | 11.5323 | 11.5323 | 1.5417 | 0
27 | 0.23 | 0.34626 | 0.35 | 0.24169 | 0.24169 | 0 | 0 | 0 | 0 | 0 | 0 | -3.3307e-16 | 4.5656 | 0.76923 | 0.63665 | 4.5591 | 5.3284 | -2.2508 | 2.2388 | 0 | 0.01206 | 0 | 1.5417 | 0 | 3.9225 | 8.4372 | 0 | 0 | 0 | 0 | 0 | 0 | 11.6505 | 11.6505 | 1.5417 | 0
28 | 0.14 | 0.34623 | 0.35 | 0.2372 | 0.2372 | 0 | 0 | 0 | 0 | 0 | 0 | -3.3307e-16 | 4.5079 | 0.76923 | 0.55057 | 4.5023 | 5.2715 | -2.2511 | 2.2451 | 0 | 0.0060452 | 0 | 1.5417 | 0 | 3.9517 | 8.4747 | 0 | 0 | 0 | 0 | 0 | 0 | 11.717 | 11.717 | 1.5417 | 0
29 | 0.11 | 0.36061 | 0.35 | 0.23254 | 0.23254 | 0 | 0 | 0 | 0 | 0 | 0 | -3.3307e-16 | 4.5909 | 10.7692 | 0.62327 | 4.5846 | 15.3538 | -2.2514 | 2.2454 | 0 | 0.0060452 | 0 | 1.5417 | 0 | 3.9613 | 8.4876 | 0 | 0 | 0 | 0 | 0 | 0 | 11.7392 | 11.7392 | 1.5417 | 0
30 | -0.06 | 0.36837 | 0.35 | 0.33125 | 0.33125 | 0 | 0 | 0 | 0 | 0 | 0 | -6.6613e-16 | 4.7059 | 0.76923 | 0.8864 | 4.697 | 5.4662 | 0 | 0 | 0 | 0 | 0 | 1.5417 | 0 | 3.8106 | 8.9557 | 0 | 0 | 0 | 0 | 0.51196 | 0 | 14.8198 | 14.8198 | 1.5417 | 0
31 | 0.31 | 0.36549 | 0.35 | 0.38154 | 0.38154 | 0 | 0 | 0 | 4.3644 | 0.012574 | 8.0327e-11 | 0.7035 | 0 | 0 | 0.7035 | 4.3113 | 5.0805 | 0 | 0 | 0 | 0 | 0 | 1.6773 | 0 | 3.6078 | 8.5977 | 0 | 0 | 7.1001 | 0 | 0.66377 | 0 | 14.5465 | 21.6466 | 1.6773 | 0
32 | 0.44 | 0.35173 | 0.35 | 0.40253 | 0.40253 | 0 | 0 | 0 | 1.4751 | 1.053 | -2.5332e-09 | 0.9969 | 0 | 0 | 0.9969 | 3.525 | 3.525 | 0 | 0 | 0 | 0 | 0 | 5.8685 | 0 | 2.5281 | 6.0539 | 0 | 0 | 0 | 0 | 0 | 0 | 14.4505 | 14.4505 | 5.8685 | 0
33 | 0.73 | 0.33357 | 0.35 | 0.4012 | 0.4012 | 0 | 0 | 0 | 0 | 4.6345 | -4.8876e-08 | -6.6613e-16 | 0 | 0 | 1.0899 | 4.6345 | 4.6345 | -3.1618 | 1.0969 | 0 | 1.209 | 0.85588 | 5.7125 | 0 | 3.5446 | 8.1409 | 0 | 0 | 0 | 0 | 0 | 0 | 14.2362 | 14.2362 | 5.7125 | 0
34 | 1.51 | 0.32697 | 0.35 | 0.38372 | 0.38372 | 0 | 0 | 0 | 0 | 2.539 | 7.4506e-09 | 0.91444 | 0 | 0 | 0.91444 | 3.4534 | 3.4534 | 0 | 0 | 0 | 0 | 0 | 4.0856 | 0 | 2.539 | 6.3215 | 0 | 0 | 0 | 0 | 0.71391 | 0 | 13.66 | 13.66 | 4.0856 | 0
35 | 2.23 | 0.31657 | 0.35 | 0.37914 | 0.37914 | 0 | 0 | 0 | 0.079055 | 2.3539 | 7.7188e-08 | 0.82854 | 0 | 0 | 0.82854 | 3.2615 | 3.2615 | 0 | 0 | 0 | 0 | 0 | 3.9644 | 0 | 2.4329 | 6.2679 | 0 | 0 | 0 | 0 | 0.46282 | 0 | 13.128 | 13.128 | 3.9644 | 0
36 | 2.46 | 0.31367 | 0.35 | 0.37127 | 0.37127 | 0 | 0 | 0 | 0 | 3.2764 | 1.2577e-07 | 0.73597 | 0 | 0 | 0.88028 | 4.0123 | 4.0123 | -2.8347 | 0 | 0 | 1.209 | 1.6256 | 4.4573 | 0 | 3.132 | 8.2034 | 0 | 0 | 0.38379 | 0 | 0 | 0 | 12.9581 | 13.3419 | 4.4573 | 0
37 | 2.67 | 0.31311 | 0.35 | 0.34914 | 0.34914 | -2.5243 | 0 | 2.5243 | 0 | 6.5986 | 4.5776e-07 | -3.3307e-16 | 0 | 0 | 0.52163 | 4.0744 | 4.0744 | -2.4017 | 2.4017 | 0 | 0 | 0 | 5.3092 | 0 | 3.5527 | 7.7116 | 0 | 0 | 0 | 0 | 0.16637 | 0 | 12.803 | 14.3381 | 5.3092 | 0
38 | 3.16 | 0.31912 | 0.35 | 0.33881 | 0.33881 | 0 | 0 | 0 | 0 | 0.47208 | -4.0978e-09 | -3.3307e-16 | 3.2012 | 0 | 0.56768 | 3.6723 | 3.6723 | -1.4349 | 0 | 0 | 0.18096 | 1.2539 | 2.2339 | 0 | 3.1046 | 8.5373 | 0 | 0 | 0.63965 | 0 | 0 | 0 | 12.441 | 13.0806 | 2.2339 | 0
39 | 2.95 | 0.31141 | 0.35 | 0.347 | 0.347 | 0 | 0 | 0 | 0 | 0.080454 | 1.7975e-09 | 0.87368 | 3.1127 | 0 | 0.95414 | 4.0668 | 4.0668 | -0.71936 | 0 | 0 | 0.0060452 | 0.71332 | 1.7655 | 0 | 3.1127 | 8.4374 | 0 | 0 | 1.0874 | 0 | 0 | 0 | 12.5961 | 13.6835 | 1.7655 | 0
40 | 2.48 | 0.30885 | 0.35 | 0.33654 | 0.33654 | 0 | 0 | 0 | 0 | 0 | 0 | -1.3323e-15 | 4.6681 | 0 | 1.5215 | 4.6527 | 4.6527 | -0.0060452 | 0 | 0 | 0.0060452 | 0 | 1.5417 | 0 | 3.1312 | 8.213 | 0 | 0 | 0 | 0 | 0 | 0.063503 | 12.9434 | 12.9434 | 1.5417 | 0
41 | 2.23 | 0.31598 | 0.35 | 0.37262 | 0.37262 | 0 | 0 | 0 | 3.1415 | 0 | 0 | 0.83324 | 0 | 0 | 0.83324 | 3.9747 | 3.9747 | -0.0060452 | 0 | 0 | 0.0060452 | 0 | 1.5417 | 0 | 3.1415 | 8.0933 | 0 | 0 | 0 | 0 | 0 | 0.35766 | 13.128 | 13.128 | 1.5417 | 0
42 | 2.12 | 0.31306 | 0.35 | 0.38992 | 0.38992 | 0 | 0 | 0 | 3.9153 | 0 | 0 | 1.4346 | 0 | 0 | 1.4346 | 4.5807 | 5.3499 | -0.0060452 | 0 | 0 | 0.0060452 | 0 | 1.5417 | 0 | 3.1461 | 8.0405 | 0 | 0 | 1.6631 | 0 | 0 | 0.48709 | 13.2093 | 14.8724 | 1.5417 | 0
43 | 2.12 | 0.30488 | 0.35 | 0.39393 | 0.39393 | 0 | 0 | 0 | 3.9153 | 0 | 0 | 1.8976 | 0 | 0 | 1.8976 | 5.0437 | 5.8129 | -0.0060452 | 0 | 0 | 0.0060452 | 0 | 1.5417 | 0 | 3.1461 | 8.0405 | 0 | 0 | 0.95947 | 0 | 0 | 0.48709 | 13.2093 | 14.1688 | 1.5417 | 0
44 | 2.02 | 0.29454 | 0.35 | 0.34922 | 0.34922 | 0 | 0 | 0 | 0 | 0 | 0 | 1.0452 | 3.1503 | 0.76923 | 1.0452 | 4.1955 | 4.9647 | -0.0060452 | 0 | 0 | 0.0060452 | 0 | 1.5417 | 0 | 3.1503 | 7.9925 | 0 | 0 | 1.0874 | 0 | 0 | 0.60475 | 13.2832 | 14.3706 | 1.5417 | 0
45 | 1.95 | 0.29434 | 0.35 | 0.33764 | 0.33764 | 0 | 0 | 0 | 0 | 0 | 0 | -6.6613e-16 | 4.3695 | 0.76923 | 1.1911 | 4.3575 | 5.1267 | 0 | 0 | 0 | 0 | 0 | 1.5417 | 0 | 3.1663 | 8.0073 | 0 | 0 | 0 | 0 | 0 | 0.61956 | 13.3349 | 13.3349 | 1.5417 | 0
46 | 2.04 | 0.28411 | 0.35 | 0.33508 | 0.33508 | 0 | 0 | 0 | 0 | 0 | 0 | -6.6613e-16 | 4.1403 | 0.76923 | 0.9809 | 4.1304 | 4.8996 | 0 | 0 | 0 | 0 | 0 | 1.5417 | 0 | 3.1495 | 8.0021 | 0 | 0 | 0 | 0 | 0.033724 | 0.54145 | 13.2684 | 13.2684 | 1.5417 | 0
47 | 2.06 | 0.26762 | 0.35 | 0.32361 | 0.32361 | 0 | 0 | 0 | 0 | 0 | 0 | -6.6613e-16 | 4.1294 | 0.76923 | 0.97101 | 4.1196 | 4.8888 | 0 | 0 | 0 | 0 | 0 | 1.5417 | 0 | 3.1486 | 8.0117 | 0 | 0 | 0 | 0 | 0.55164 | 0 | 13.2536 | 13.2536 | 1.5417 | 0
48 | 1.98 | 0.26448 | 0.35 | 0.23764 | 0.23764 | 0 | 0 | 0 | 0 | 0 | 0 | -6.6613e-16 | 3.8125 | 0.76923 | 0.76925 | 3.8048 | 4.574 | 0 | 0 | 0 | 0 | 0 | 1.5417 | 0 | 3.0355 | 8.1564 | 0 | 0 | 0 | 0 | 0.57919 | 0 | 13.3127 | 13.3127 | 1.5417 | 0
49 | 1.87 | 0.27359 | 0.35 | 0.22602 | 0.22602 | 0 | 0 | 0 | 0 | 0 | 0 | -3.3307e-16 | 3.734 | 0.76923 | 0.52409 | 3.7287 | 4.4979 | -2.3269 | 1.1754 | 0 | 1.1515 | 0 | 1.5417 | 0 | 3.2046 | 8.0196 | 0 | 0 | 0 | 0 | 0 | 0 | 10.4389 | 10.4389 | 1.5417 | 0
50 | 1.81 | 0.26822 | 0.35 | 0.20518 | 0.20518 | 0 | 0 | 0 | 0 | 0 | 0 | -3.3307e-16 | 3.8913 | 0.76923 | 0.5368 | 3.8858 | 4.6551 | -2.2749 | 2.2749 | 0 | 0 | 0 | 1.5417 | 0 | 3.349 | 7.8674 | 0 | 0 | 0 | 0 | 0 | 0 | 10.4832 | 10.4832 | 1.5417 | 0
51 | 1.87 | 0.2653 | 0.35 | 0.21103 | 0.21103 | 0 | 0 | 0 | 0 | 0 | 0 | -3.3307e-16 | 3.8864 | 0.76923 | 0.55024 | 3.8809 | 4.6501 | -1.763 | 1.7515 | 0 | 0.011486 | 0 | 1.5417 | 0 | 3.3306 | 7.8413 | 0 | 0 | 0 | 0 | 0 | 0 | 10.4389 | 10.9506 | 1.5417 | 0
52 | 1.93 | 0.26843 | 0.35 | 0.19942 | 0.19942 | -0.89016 | 0 | 0.89016 | 0 | 0 | 0 | -3.3307e-16 | 4.7924 | 0.76923 | 0.57263 | 3.8874 | 4.6567 | -2.2735 | 2.2735 | 0 | 0 | 0 | 1.5417 | 0 | 3.3148 | 7.8116 | 0 | 0 | 0 | 0 | 0 | 0 | 10.3946 | 10.3946 | 1.5417 | 0
53 | 1.9 | 0.28676 | 0.35 | 0.18733 | 0.18733 | -19.0234 | 0 | 19.0234 | 0 | 0 | 0 | -3.3307e-16 | 23.2182 | 10.7692 | 0.64745 | 3.9961 | 14.7653 | -2.4916 | 2.4916 | 0 | 0 | 0 | 1.5417 | 0 | 3.3486 | 7.79 | 0 | 0 | 0 | 0 | 0.22812 | 0 | 10.4167 | 10.4167 | 1.5417 | 0
54 | 1.65 | 0.29496 | 0.35 | 0.29775 | 0.29775 | 0 | 0 | 0 | 0 | 0 | 0 | -6.6613e-16 | 3.9181 | 0.76923 | 0.7756 | 3.9103 | 4.6795 | 0 | 0 | 0 | 0 | 0 | 1.5417 | 0 | 3.1347 | 8.3232 | 0 | 0 | 0 | 0 | 0.55694 | 0 | 13.5565 | 13.5565 | 1.5417 | 0
55 | 2.15 | 0.29948 | 0.35 | 0.33044 | 0.33044 | 0 | 0 | 0 | 0 | 0 | 0 | -6.6613e-16 | 3.9015 | 0.76923 | 0.86983 | 3.8928 | 4.662 | 0 | 0 | 0 | 0 | 0 | 1.617 | 0 | 3.0229 | 8.221 | 0 | 0 | 6.9082 | 0 | 0.32616 | 0 | 13.1872 | 20.0954 | 1.617 | 0
56 | 2.45 | 0.30396 | 0.35 | 0.36533 | 0.36533 | 0 | 0 | 0 | 3.4339 | 0.19657 | 6.7055e-09 | -3.3307e-16 | 0 | 0 | 0.71318 | 3.6305 | 3.6305 | 0 | 0 | 0 | 0 | 0 | 1.9356 | 0 | 2.9173 | 8.1127 | 0 | 0 | 0 | 0 | 0 | 0 | 12.9655 | 12.9655 | 1.9356 | 0
57 | 2.94 | 0.29527 | 0.35 | 0.37207 | 0.37207 | 0 | 0 | 0 | 0.87331 | 1.9877 | -9.0152e-08 | -3.3307e-16 | 0 | 0 | 0.58065 | 2.861 | 2.861 | 0 | 0 | 0 | 0 | 0 | 3.7533 | 0 | 2.2804 | 6.5699 | 0 | 0 | 0 | 0 | 0 | 0 | 12.6035 | 12.6035 | 3.7533 | 0
58 | 3.68 | 0.29101 | 0.35 | 0.3622 | 0.3622 | 0 | 0 | 0 | 0 | 2.9769 | 8.1956e-08 | -3.3307e-16 | 0 | 0 | 0.56309 | 2.9769 | 2.9769 | -1.3443 | 1.3443 | 0 | 0 | 0 | 4.4075 | 0 | 2.4138 | 6.5797 | 0 | 0 | 0 | 0 | 0 | 0 | 12.0568 | 12.0568 | 4.4075 | 0
59 | 4.11 | 0.29227 | 0.35 | 0.34414 | 0.34414 | 0 | 0 | 0 | 0 | 2.3688 | -7.6443e-08 | -3.3307e-16 | 1.5203 | 0 | 0.55492 | 3.8891 | 3.8891 | -3.7889 | 2.6374 | 0 | 1.1515 | 0 | 3.9923 | 0 | 3.3342 | 8.6492 | 0 | 0 | 0 | 0 | 0 | 0 | 11.7392 | 12.1869 | 3.9923 | 0
60 | 4.26 | 0.28297 | 0.35 | 0.33358 | 0.33358 | 0 | 0 | 0 | 0 | 2.238 | -2.4587e-08 | -3.3307e-16 | 1.9718 | 0 | 0.64636 | 4.2098 | 4.2098 | 0 | 0 | 0 | 0 | 0 | 3.8645 | 0 | 3.5635 | 8.3965 | 0 | 0 | 0 | 0 | 0.72916 | 0 | 11.6283 | 16.5536 | 3.8645 | 0
61 | 3.99 | 0.28787 | 0.35 | 0.33344 | 0.33344 | 0 | 0 | 0 | 0 | 0.90605 | -1.736e-08 | -3.3307e-16 | 3.0477 | 0 | 0.74285 | 3.9538 | 3.9538 | -1.9364 | 1.1847 | 0 | 0.75173 | 0 | 2.681 | 0 | 3.2109 | 8.7678 | 0 | 0 | 0 | 0 | 0 | 0 | 11.8278 | 12.7233 | 2.681 | 0
62 | 4.1 | 0.28738 | 0.35 | 0.32886 | 0.32886 | 0 | 0 | 0 | 0 | 0.45664 | -1.9856e-08 | -6.6613e-16 | 3.7668 | 0 | 0.96063 | 4.2183 | 4.2183 | -1.97 | 1.9643 | 0 | 0.0057574 | 0 | 2.2195 | 0 | 3.2577 | 8.7512 | 0 | 0 | 0 | 0 | 0 | 0 | 11.7465 | 12.2583 | 2.2195 | 0
63 | 3.88 | 0.29 | 0.35 | 0.33207 | 0.33207 | 0 | 0 | 0 | 0 | 0.1112 | -4.9639e-09 | -3.3307e-16 | 3.6072 | 0 | 0.64375 | 3.7131 | 3.7131 | -1.8836 | 0.92447 | 0 | 0.0057574 | 0.95338 | 1.8074 | 0 | 3.0693 | 8.916 | 0 | 0 | 0 | 0 | 0 | 0 | 11.9091 | 11.9091 | 1.8074 | 0
64 | 3.2 | 0.29717 | 0.35 | 0.32641 | 0.32641 | 0 | 0 | 0 | 0 | 0 | 0 | -6.6613e-16 | 3.9384 | 0 | 0.85152 | 3.9298 | 3.9298 | -0.81322 | 0.80747 | 0 | 0.0057574 | 0 | 1.5417 | 0 | 3.0783 | 8.6047 | 0 | 0 | 0 | 0 | 0 | 0 | 12.4114 | 12.4114 | 1.5417 | 0
65 | 2.84 | 0.29445 | 0.35 | 0.36973 | 0.36973 | 0 | 0 | 0 | 4.9868 | 0 | 0 | -1.3323e-15 | 0 | 0 | 1.945 | 4.9868 | 4.9868 | -0.0057574 | 0 | 0 | 0.0057574 | 0 | 1.5417 | 0 | 3.0418 | 8.4972 | 0 | 0 | 0.17813 | 0 | 0 | 0 | 12.6774 | 13.2531 | 1.5417 | 0
66 | 2.76 | 0.29534 | 0.35 | 0.37789 | 0.37789 | 0 | 0 | 0 | 4.8973 | 0 | 0 | -6.6613e-16 | 0 | 0 | 1.1311 | 4.128 | 4.8973 | -0.32638 | 0 | 0 | 0.0057574 | 0.32062 | 1.5417 | 0 | 2.997 | 8.5242 | 0 | 0 | 0.51172 | 0 | 0 | 0 | 12.7365 | 13.2482 | 1.5417 | 0
67 | 2.57 | 0.28793 | 0.35 | 0.37231 | 0.37231 | 0 | 0 | 0 | 3.7741 | 0 | 0 | 1.0701 | 0 | 0 | 1.0701 | 4.075 | 4.8442 | -0.099647 | 0 | 0 | 0.0057574 | 0.09389 | 1.5417 | 0 | 3.0049 | 8.43 | 0 | 0 | 0 | 0 | 0 | 0 | 12.8769 | 12.8769 | 1.5417 | 0
68 | 2.35 | 0.28523 | 0.35 | 0.34283 | 0.34283 | 0 | 0 | 0 | 0 | 0 | 0 | -1.3323e-15 | 5.051 | 0.76923 | 2.0164 | 5.0307 | 5.7999 | -0.0057574 | 0 | 0 | 0.0057574 | 0 | 1.5417 | 0 | 3.0142 | 8.3206 | 0 | 0 | 0 | 0 | 0 | 0.16864 | 13.0394 | 13.0394 | 1.5417 | 0
69 | 2.11 | 0.28216 | 0.35 | 0.32957 | 0.32957 | 0 | 0 | 0 | 0 | 0 | 0 | -6.6613e-16 | 4.106 | 0.76923 | 1.0705 | 4.0952 | 4.8644 | 0 | 0 | 0 | 0 | 0 | 1.5417 | 0 | 3.0247 | 8.2011 | 0 | 0 | 1.855 | 0 | 0 | 0.44928 | 13.2167 | 15.0717 | 1.5417 | 0
70 | 2.04 | 0.27666 | 0.35 | 0.33227 | 0.33227 | 0 | 0 | 0 | 0 | 0 | 0 | -6.6613e-16 | 4.1007 | 0.76923 | 1.0621 | 4.0899 | 4.8592 | 0 | 0 | 0 | 0 | 0 | 1.5417 | 0 | 3.0278 | 8.1662 | 0 | 0 | 0 | 0 | 0.14349 | 0.38932 | 13.2684 | 13.2684 | 1.5417 | 0
71 | 2.18 | 0.25947 | 0.35 | 0.30284 | 0.30284 | 0 | 0 | 0 | 0 | 0 | 0 | -3.3307e-16 | 3.5602 | 0.76923 | 0.53317 | 3.5548 | 4.324 | 0 | 0 | 0 | 0 | 0 | 1.5417 | 0 | 3.0216 | 8.236 | 0 | 0 | 0 | 0 | 0.36574 | 0 | 13.165 | 13.165 | 1.5417 | 0
72 | 1.98 | 0.2638 | 0.35 | 0.23425 | 0.23425 | 0 | 0 | 0 | 0 | 0 | 0 | -3.3307e-16 | 3.6906 | 0.76923 | 0.58961 | 3.6847 | 4.4539 | 0 | 0 | 0 | 0 | 0 | 1.5417 | 0 | 3.0951 | 8.0758 | 0 | 0 | 0 | 0 | 0.60018 | 0 | 13.3127 | 13.3127 | 1.5417 | 0
73 | 1.61 | 0.261 | 0.35 | 0.22665 | 0.22665 | 0 | 0 | 0 | 0 | 0 | 0 | -3.3307e-16 | 3.8476 | 0.76923 | 0.4931 | 3.8427 | 4.6119 | -2.3092 | 1.3096 | 0 | 0.99955 | 0 | 1.5417 | 0 | 3.3496 | 8.0489 | 0 | 0 | 0 | 0 | 0 | 0 | 10.631 | 10.631 | 1.5417 | 0
74 | 1.19 | 0.26939 | 0.35 | 0.21222 | 0.21222 | -12.7077 | 0 | 12.7077 | 0 | 0 | 0 | -3.3307e-16 | 16.9052 | 0.76923 | 0.48739 | 4.0642 | 4.8334 | -2.2635 | 2.2635 | 0 | 0 | 0 | 1.5417 | 0 | 3.5768 | 8.0863 | 0 | 0 | 0 | 0 | 0 | 0 | 10.9413 | 10.9413 | 1.5417 | 0
75 | 1.16 | 0.28096 | 0.35 | 0.20211 | 0.20211 | -19.0234 | 0 | 19.0234 | 0 | 0 | 0 | -3.3307e-16 | 23.3432 | 10.7692 | 0.53637 | 4.1221 | 14.8914 | -2.2638 | 2.2638 | 0 | 0 | 0 | 1.5417 | 0 | 3.5858 | 8.0998 | 0 | 0 | 0 | 0 | 0 | 0 | 10.9634 | 10.9634 | 1.5417 | 0
76 | 1.06 | 0.31045 | 0.35 | 0.21651 | 0.21651 | -2.2432 | 0 | 2.2432 | 0 | 0 | 0 | -3.3307e-16 | 6.3686 | 0.76923 | 0.48206 | 4.0979 | 4.8671 | -2.2648 | 2.2648 | 0 | 0 | 0 | 1.5417 | 0 | 3.6158 | 8.1446 | 0 | 0 | 0 | 0 | 0 | 0 | 11.0373 | 11.0373 | 1.5417 | 0
77 | 1.03 | 0.35625 | 0.35 | 0.21572 | 0.21572 | -0.067771 | 0 | 0.067771 | 0 | 0 | 0 | -3.3307e-16 | 4.1546 | 0.76923 | 0.45671 | 4.0816 | 4.8508 | -2.2651 | 2.2651 | 0 | 0 | 0 | 1.5417 | 0 | 3.6249 | 8.158 | 0 | 0 | 0 | 0 | 0 | 0 | 11.0595 | 11.0595 | 1.5417 | 0
78 | 1.24 | 0.40037 | 0.35 | 0.34122 | 0.34122 | 0 | 0 | 0 | 0 | 0 | 0 | -6.6613e-16 | 4.1258 | 0.76923 | 0.7958 | 4.1178 | 4.887 | 0 | 0 | 0 | 0 | 0 | 1.5417 | 0 | 3.322 | 8.4403 | 0 | 0 | 0 | 0 | 0.55542 | 0 | 13.8594 | 13.8594 | 1.5417 | 0
79 | 1.63 | 0.43216 | 0.35 | 0.35934 | 0.35934 | 0 | 0 | 0 | 0 | 0.034732 | -1.4598e-09 | 0.72746 | 3.1666 | 0.76923 | 0.72746 | 3.9288 | 4.698 | 0 | 0 | 0 | 0 | 0 | 1.7227 | 0 | 3.2013 | 8.2493 | 0 | 0 | 11.1939 | 0 | 0.39799 | 0 | 13.5713 | 24.7652 | 1.7227 | 0
80 | 1.97 | 0.4569 | 0.35 | 0.38579 | 0.38579 | 0 | 0 | 0 | 0 | 1.0443 | 2.6673e-08 | 1.4363 | 1.7824 | 0 | 1.4363 | 4.2631 | 4.2631 | 0 | 0 | 0 | 0 | 0 | 3.1201 | 0 | 2.8268 | 7.3732 | 0 | 0 | 0 | 0 | 0 | 0 | 13.3201 | 13.3201 | 3.1201 | 0
81 | 2.09 | 0.47454 | 0.35 | 0.40028 | 0.40028 | 0 | 0 | 0 | 2.3532 | 0.62615 | 2.1644e-08 | 2.2484 | 0 | 0 | 2.2484 | 5.2277 | 5.2277 | 0 | 0 | 0 | 0 | 0 | 2.4204 | 0 | 2.9793 | 7.8318 | 0 | 0 | 0.38379 | 0 | 0 | 0 | 13.2315 | 13.6153 | 2.4204 | 0
82 | 2.32 | 0.47571 | 0.35 | 0.40292 | 0.40292 | 0 | 0 | 0 | 1.875 | 0.94284 | 3.6508e-09 | 2.0959 | 0 | 0 | 2.0959 | 4.9137 | 4.9137 | 0 | 0 | 0 | 0 | 0 | 2.7098 | 0 | 2.8178 | 7.5339 | 0 | 0 | 0.63965 | 0 | 0 | 0 | 13.0616 | 13.7012 | 2.7098 | 0
83 | 2.37 | 0.46834 | 0.35 | 0.40038 | 0.40038 | 0 | 0 | 0 | 0 | 4.257 | 1.3292e-07 | 0.82036 | 0 | 0 | 1.6375 | 5.0774 | 5.0774 | -2.7272 | 2.7272 | 0 | 0 | 0 | 5.0841 | 0 | 3.4399 | 7.7395 | 0 | 0 | 0 | 0 | 0 | 0 | 13.0246 | 13.5363 | 5.0841 | 0
84 | 2.63 | 0.4829 | 0.35 | 0.39325 | 0.39325 | 0 | 0 | 0 | 0 | 2.9092 | 1.3679e-07 | 1.0143 | 0 | 0 | 1.0143 | 3.9235 | 3.9235 | 0 | 0 | 0 | 0 | 0 | 4.2862 | 0 | 2.9092 | 7.2121 | 0 | 0 | 3.4142 | 0 | 0 | 0 | 12.8325 | 17.8218 | 4.2862 | 0
85 | 3.08 | 0.51229 | 0.35 | 0.39353 | 0.39353 | 0 | 0 | 0 | 1.8769 | 0.73726 | 5.1633e-08 | 0.44699 | 0 | 0 | 0.44699 | 3.0612 | 3.0612 | 0 | 0 | 0 | 0 | 0 | 2.5079 | 0 | 2.6142 | 7.378 | 0 | 0 | 0 | 0 | 0 | 0 | 12.5001 | 12.5001 | 2.5079 | 0
86 | 2.95 | 0.54022 | 0.35 | 0.38708 | 0.38708 | 0 | 0 | 0 | 1.2849 | 1.2597 | -9.2983e-08 | 0.62177 | 0 | 0 | 0.62177 | 3.1664 | 3.1664 | 0 | 0 | 0 | 0 | 0 | 2.9345 | 0 | 2.5446 | 7.117 | 0 | 0 | 0 | 0 | 0 | 0 | 12.5961 | 12.5961 | 2.9345 | 0
87 | 2.79 | 0.56251 | 0.35 | 0.39899 | 0.39899 | 0 | 0 | 0 | 2.3115 | 0.4913 | -2.1607e-09 | 1.6882 | 0 | 0 | 1.6882 | 4.491 | 4.491 | 0 | 0 | 0 | 0 | 0 | 2.1602 | 0 | 2.8028 | 7.7514 | 0 | 0 | 0 | 0 | 0 | 0 | 12.7143 | 12.7143 | 2.1602 | 0
88 | 2.68 | 0.56477 | 0.35 | 0.40283 | 0.40283 | 0 | 0 | 0 | 3.0102 | 0 | 0 | 0.76257 | 0 | 0 | 0.76257 | 3.7728 | 3.7728 | 0 | 0 | 0 | 0 | 0 | 1.5417 | 0 | 3.0102 | 8.2549 | 0 | 0 | 1.46 | 0 | 0 | 0 | 12.7956 | 14.2668 | 1.5417 | 0
89 | 2.64 | 0.56585 | 0.35 | 0.46002 | 0.46002 | 0 | 0 | 0 | 3.0792 | 0 | 0 | 1.3427 | 0 | 0 | 1.3427 | 4.4219 | 4.4219 | 0 | 0 | 0 | 0 | 0 | 1.5417 | 0 | 3.0792 | 8.3546 | 0 | 0 | 0.74511 | 0 | 0 | 0 | 12.8252 | 13.7207 | 1.5417 | 0
90 | 2.63 | 0.54755 | 0.35 | 0.47623 | 0.47623 | 0 | 0 | 0 | 3.0783 | 0 | 0 | 1.0924 | 0 | 0 | 1.0924 | 4.1707 | 4.1707 | 0 | 0 | 0 | 0 | 0 | 1.5417 | 0 | 3.0783 | 8.3516 | 0 | 0 | 0.5006 | 0 | 0 | 0 | 12.8325 | 13.4722 | 1.5417 | 0
91 | 2.79 | 0.52227 | 0.35 | 0.47644 | 0.47644 | 0 | 0 | 0 | 3.0929 | 0 | 0 | 0.79505 | 0 | 0 | 0.79505 | 3.8879 | 3.8879 | 0 | 0 | 0 | 0 | 0 | 1.5417 | 0 | 3.0929 | 8.4004 | 0 | 0 | 0.19109 | 0 | 0 | 0 | 12.7143 | 13.2261 | 1.5417 | 0
92 | 2.77 | 0.49609 | 0.35 | 0.433 | 0.433 | 0 | 0 | 0 | 3.0911 | 0 | 0 | 4.835 | 0 | 0 | 4.835 | 7.9261 | 7.9261 | 0 | 0 | 0 | 0 | 0 | 1.5417 | 0 | 3.0911 | 8.3943 | 0 | 0 | 1.621 | 0 | 0 | 0 | 12.7291 | 14.6481 | 1.5417 | 0
93 | 2.78 | 0.45768 | 0.35 | 0.41101 | 0.41101 | 0 | 0 | 0 | 3.092 | 0 | 0 | 2.733 | 0 | 0 | 2.733 | 5.825 | 5.825 | 0 | 0 | 0 | 0 | 0 | 1.5417 | 0 | 3.092 | 8.3974 | 0 | 0 | 0.074509 | 0 | 0 | 0 | 12.7217 | 13.1055 | 1.5417 | 0
94 | 2.76 | 0.4013 | 0.35 | 0.4056 | 0.4056 | 0 | 0 | 0 | 2.358 | 0 | 0 | 1.447 | 0.61953 | 0 | 1.447 | 4.4246 | 4.4246 | 0 | 0 | 0 | 0 | 0 | 1.5417 | 0 | 2.9776 | 8.2173 | 0 | 0 | 0 | 0 | 0 | 0 | 12.7365 | 12.7365 | 1.5417 | 0
95 | 2.7 | 0.35711 | 0.35 | 0.36737 | 0.36737 | 0 | 0 | 0 | 0 | 0 | 0 | 1.9369 | 2.9987 | 0 | 1.9369 | 4.9356 | 4.9356 | 0 | 0 | 0 | 0 | 0 | 1.5417 | 0 | 2.9987 | 8.2405 | 0 | 0 | 0 | 0 | 0 | 0 | 12.7808 | 12.7808 | 1.5417 | 0
96 | 2.53 | 0.33246 | 0.35 | 0.29428 | 0.29428 | 0 | 0 | 0 | 0 | 0 | 0 | -3.3307e-16 | 3.5043 | 0 | 0.5063 | 3.4992 | 3.4992 | 0 | 0 | 0 | 0 | 0 | 1.5417 | 0 | 2.9929 | 8.3719 | 0 | 0 | 0 | 0 | 0 | 0 | 12.9064 | 12.9064 | 1.5417 | 0
97 | 2.44 | 0.31564 | 0.35 | 0.27825 | 0.27825 | 0 | 0 | 0 | 0 | 0 | 0 | -3.3307e-16 | 3.8312 | 0 | 0.61554 | 3.825 | 3.825 | -2.8231 | 1.6716 | 0 | 1.1515 | 0 | 1.5417 | 0 | 3.2094 | 8.0898 | 0 | 0 | 0 | 0 | 0 | 0 | 10.0178 | 10.0178 | 1.5417 | 0
98 | 2.36 | 0.31126 | 0.35 | 0.26134 | 0.26134 | 0 | 0 | 0 | 0 | 0 | 0 | -3.3307e-16 | 3.8577 | 0 | 0.52101 | 3.8524 | 3.8524 | -2.1704 | 2.1646 | 0 | 0.0057574 | 0 | 1.5417 | 0 | 3.3314 | 7.8859 | 0 | 0 | 0 | 0 | 0 | 0 | 10.0769 | 10.5886 | 1.5417 | 0
99 | 2.18 | 0.30747 | 0.35 | 0.25339 | 0.25339 | 0 | 0 | 0 | 0 | 0 | 0 | -3.3307e-16 | 3.8921 | 0 | 0.57371 | 3.8863 | 3.8863 | -2.4776 | 2.4718 | 0 | 0.0057574 | 0 | 1.5417 | 0 | 3.3126 | 7.8332 | 0 | 0 | 0 | 0 | 0 | 0 | 10.2099 | 10.2099 | 1.5417 | 0
100 | 2.31 | 0.3112 | 0.35 | 0.24812 | 0.24812 | -7.263 | 0 | 7.263 | 0 | 0 | 0 | -3.3307e-16 | 11.3623 | 0 | 0.69285 | 4.019 | 4.019 | -2.0496 | 2.0439 | 0 | 0.0057574 | 0 | 1.5417 | 0 | 3.3261 | 7.8713 | 0 | 0 | 0 | 0 | 0 | 0 | 10.1138 | 10.6895 | 1.5417 | 0
101 | 2.65 | 0.31868 | 0.35 | 0.2262 | 0.2262 | -19.0234 | 0 | 19.0234 | 0 | 0 | 0 | -3.3307e-16 | 23.4272 | 10 | 0.71233 | 4.2044 | 14.2044 | -4.0844 | 4.0844 | 0 | 0 | 0 | 1.5417 | 0 | 3.4921 | 7.7904 | 0 | 0 | 0 | 0 | 1.1229 | 0 | 9.8627 | 9.8627 | 1.5417 | 0
102 | 2.98 | 0.3313 | 0.35 | 0.32047 | 0.32047 | 0 | 0 | 0 | 0 | 0 | 0 | -3.3307e-16 | 3.5844 | 0 | 0.59035 | 3.5784 | 3.5784 | -0.58891 | 0 | 0 | 0.58891 | 0 | 1.5417 | 0 | 2.988 | 8.6332 | 0 | 0 | 0 | 0 | 0 | 0 | 12.574 | 12.574 | 1.5417 | 0
103 | 3.11 | 0.33982 | 0.35 | 0.33921 | 0.33921 | 0 | 0 | 0 | 0 | 0.012141 | 5.7742e-10 | -6.6613e-16 | 3.5725 | 0 | 0.96346 | 3.575 | 3.575 | 0 | 0 | 0 | 0 | 0 | 1.6773 | 0 | 2.6115 | 7.6148 | 0 | 0 | 3.4541 | 0 | 0.5743 | 0 | 12.4779 | 15.932 | 1.6773 | 0
104 | 3.46 | 0.3376 | 0.35 | 0.34653 | 0.34653 | 0 | 0 | 0 | 0 | 0.65012 | -5.0589e-08 | 0.43168 | 2.4499 | 0 | 1.0818 | 3.5317 | 3.5317 | 0 | 0 | 0 | 0 | 0 | 2.4506 | 0 | 2.4499 | 7.3188 | 0 | 0 | 6.4605 | 0 | 0 | 0 | 12.2194 | 18.6798 | 2.4506 | 0
105 | 4.02 | 0.32335 | 0.35 | 0.33902 | 0.33902 | 0 | 0 | 0 | 0 | 1.2394 | -1.1064e-07 | -3.3307e-16 | 1.5144 | 0 | 0.62078 | 2.7538 | 2.7538 | 0 | 0 | 0 | 0 | 0 | 3.0562 | 0 | 2.133 | 6.6164 | 0 | 0 | 0 | 0 | 0 | 0 | 11.8056 | 11.8056 | 3.0562 | 0
106 | 4.6 | 0.31388 | 0.35 | 0.32849 | 0.32849 | 0 | 0 | 0 | 0 | 1.7001 | 5.9605e-08 | -3.3307e-16 | 0.78226 | 0 | 0.60278 | 2.4823 | 2.4823 | 0 | 0 | 0 | 0 | 0 | 3.4446 | 0 | 1.8795 | 6.053 | 0 | 0 | 0 | 0 | 0 | 0 | 11.3772 | 11.3772 | 3.4446 | 0
107 | 5 | 0.3117 | 0.35 | 0.33419 | 0.33419 | 0 | 0 | 0 | 0 | 3.1133 | -1.7285e-08 | -3.3307e-16 | 0 | 0 | 0.58657 | 3.1133 | 3.1133 | -2.6776 | 2.6776 | 0 | 0 | 0 | 4.5094 | 0 | 2.5268 | 6.7231 | 0 | 0 | 0 | 0 | 0 | 0 | 11.0816 | 11.0816 | 4.5094 | 0
108 | 5.24 | 0.31415 | 0.35 | 0.34054 | 0.34054 | 0 | 0 | 0 | 0 | 2.8893 | 6.0201e-08 | -6.6613e-16 | 0 | 0 | 1.2111 | 2.8893 | 2.8893 | 0 | 0 | 0 | 0 | 0 | 4.2981 | 0 | 1.6782 | 5.3591 | 0 | 0 | 0.20859 | 0 | 0 | 0 | 10.9043 | 11.544 | 4.2981 | 0
109 | 5.61 | 0.31789 | 0.35 | 0.33504 | 0.33504 | 0 | 0 | 0 | 0 | 3.5517 | 1.3858e-07 | -6.6613e-16 | 0.66559 | 0 | 0.8306 | 4.2172 | 4.2172 | -5.8117 | 4.6603 | 0 | 1.1515 | 0 | 4.3843 | 0 | 3.3866 | 8.6718 | 0 | 0 | 0 | 0 | 0 | 0 | 10.631 | 10.631 | 4.3843 | 0
110 | 5.4 | 0.3197 | 0.35 | 0.33005 | 0.33005 | 0 | 0 | 0 | 0 | 0.67259 | 2.8089e-08 | -6.6613e-16 | 3.666 | 0 | 0.89308 | 4.3364 | 4.3364 | -3.7237 | 3.7179 | 0 | 0.0057574 | 0 | 2.4503 | 0 | 3.4433 | 9.064 | 0 | 0 | 0 | 0 | 0 | 0 | 10.7861 | 11.2339 | 2.4503 | 0
111 | 5.11 | 0.33331 | 0.35 | 0.33095 | 0.33095 | 0 | 0 | 0 | 0 | 0.92055 | 2.6301e-08 | -6.6613e-16 | 3.4223 | 0 | 0.94428 | 4.3426 | 4.3426 | -0.89805 | 0.89229 | 0 | 0.0057574 | 0 | 2.3792 | 0 | 3.3983 | 8.9993 | 0 | 0 | 0 | 0 | 0 | 0 | 11.0004 | 13.8788 | 2.3792 | 0
112 | 4.82 | 0.34749 | 0.35 | 0.34091 | 0.34091 | 0 | 0 | 0 | 0 | 0 | 0 | -6.6613e-16 | 3.7504 | 0 | 1.4664 | 3.7356 | 3.7356 | -0.0057574 | 0 | 0 | 0.0057574 | 0 | 1.5417 | 0 | 2.2691 | 7.4096 | 0 | 0 | 3.0064 | 0 | 0 | 0 | 11.2146 | 14.221 | 1.5417 | 0
113 | 4.68 | 0.34564 | 0.35 | 0.38198 | 0.38198 | 0 | 0 | 0 | 0 | 0 | 0 | 2.4603 | 2.3089 | 0 | 2.4603 | 4.7691 | 4.7691 | -0.0057574 | 0 | 0 | 0.0057574 | 0 | 1.5417 | 0 | 2.3089 | 7.4733 | 0 | 0 | 0.57569 | 0 | 0 | 0 | 11.318 | 11.8937 | 1.5417 | 0
114 | 4.32 | 0.33282 | 0.35 | 0.40279 | 0.40279 | 0 | 0 | 0 | 0 | 0 | 0 | 0.93522 | 2.4136 | 0 | 0.93522 | 3.3488 | 3.3488 | -0.0057574 | 0 | 0 | 0.0057574 | 0 | 1.5417 | 0 | 2.4136 | 7.6345 | 0 | 0 | 0 | 0 | 0 | 0 | 11.584 | 11.584 | 1.5417 | 0
115 | 3.91 | 0.33036 | 0.35 | 0.40543 | 0.40543 | 0 | 0 | 0 | 0 | 0 | 0 | 1.1428 | 2.2607 | 0 | 1.1428 | 3.4035 | 3.4035 | 0 | 0 | 0 | 0 | 0 | 1.5417 | 0 | 2.2607 | 6.9616 | 0 | 0 | 0 | 0 | 1.1229 | 0 | 11.8869 | 11.8869 | 1.5417 | 0
116 | 3.57 | 0.32861 | 0.35 | 0.35239 | 0.35239 | 0 | 0 | 0 | 0 | 0 | 0 | 1.0942 | 2.6672 | 0 | 1.0942 | 3.7614 | 3.7614 | -0.098649 | 0 | 0 | 0.098649 | 0 | 1.5417 | 0 | 2.6672 | 8.0279 | 0 | 0 | 3.7739 | 0 | 0 | 0 | 12.1381 | 15.912 | 1.5417 | 0
117 | 3.43 | 0.34306 | 0.35 | 0.35165 | 0.35165 | 0 | 0 | 0 | 0 | 0 | 0 | 1.5329 | 2.6876 | 0 | 1.5329 | 4.2204 | 4.2204 | 0 | 0 | 0 | 0 | 0 | 1.5417 | 0 | 2.6876 | 8.0123 | 0 | 0 | 0.44776 | 0 | 0 | 0 | 12.2415 | 12.6893 | 1.5417 | 0
118 | 3.39 | 0.36206 | 0.35 | 0.35217 | 0.35217 | 0 | 0 | 0 | 0 | 0 | 0 | 1.266 | 2.7005 | 0 | 1.266 | 3.9665 | 3.9665 | 0 | 0 | 0 | 0 | 0 | 1.5417 | 0 | 2.7005 | 8.0289 | 0 | 0 | 1.6631 | 0 | 0 | 0 | 12.2711 | 13.9342 | 1.5417 | 0
119 | 3.37 | 0.37646 | 0.35 | 0.34142 | 0.34142 | 0 | 0 | 0 | 0 | 0 | 0 | -6.6613e-16 | 4.0134 | 0 | 1.0303 | 4.003 | 4.003 | -1.0543 | 0 | 0 | 1.0543 | 0 | 1.5417 | 0 | 2.9727 | 8.8258 | 0 | 0 | 0 | 0 | 0 | 0 | 12.2858 | 12.2858 | 1.5417 | 0
120 | 3.22 | 0.41752 | 0.35 | 0.2579 | 0.2579 | 0 | 0 | 0 | 0 | 0 | 0 | -6.6613e-16 | 4.1289 | 10 | 0.75867 | 4.1212 | 14.1212 | -1.8335 | 1.8335 | 0 | 0 | 0 | 1.5417 | 0 | 3.3626 | 8.203 | 0 | 0 | 0 | 0 | 1.1229 | 0 | 12.3967 | 12.3967 | 1.5417 | 0
121 | 3.03 | 0.46616 | 0.35 | 0.26921 | 0.26921 | 0 | 0 | 0 | 0 | 0 | 0 | -3.3307e-16 | 4.2641 | 0 | 0.72646 | 4.2568 | 4.2568 | -2.7436 | 2.7436 | 0 | 0 | 0 | 1.5417 | 0 | 3.5303 | 7.8932 | 0 | 0 | 0 | 0 | 0 | 0 | 9.5819 | 10.2216 | 1.5417 | 0
122 | 3.12 | 0.50995 | 0.35 | 0.27983 | 0.27983 | 0 | 0 | 0 | 0 | 0 | 0 | -3.3307e-16 | 4.2751 | 0 | 0.72867 | 4.2678 | 4.2678 | -2.8448 | 2.8448 | 0 | 0 | 0 | 1.5417 | 0 | 3.5391 | 7.9191 | 0 | 0 | 0 | 0 | 0 | 0 | 9.5154 | 10.1551 | 1.5417 | 0
123 | 2.92 | 0.5481 | 0.35 | 0.28157 | 0.28157 | 0 | 0 | 0 | 0 | 0 | 0 | -6.6613e-16 | 4.3349 | 0 | 0.80699 | 4.3267 | 4.3267 | -3.2596 | 3.2596 | 0 | 0 | 0 | 1.5417 | 0 | 3.5197 | 7.8614 | 0 | 0 | 0 | 0 | 0 | 0 | 9.6632 | 9.6632 | 1.5417 | 0
124 | 2.68 | 0.58646 | 0.35 | 0.28044 | 0.28044 | 0 | 0 | 0 | 0 | 0 | 0 | -6.6613e-16 | 4.4339 | 0 | 0.92737 | 4.4245 | 4.4245 | -2.9898 | 2.9898 | 0 | 0 | 0 | 1.5417 | 0 | 3.4971 | 7.7915 | 0 | 0 | 0 | 0 | 0 | 0 | 9.8405 | 9.8405 | 1.5417 | 0
125 | 2.54 | 0.6275 | 0.35 | 0.28376 | 0.28376 | 0 | 0 | 0 | 0 | 0 | 0 | -6.6613e-16 | 4.1963 | 0 | 0.84744 | 4.1878 | 4.1878 | -2.8873 | 1.4259 | 0 | 1.2378 | 0.22354 | 1.5417 | 0 | 3.3403 | 7.9492 | 0 | 0 | 0 | 0 | 0 | 0 | 9.9439 | 9.9439 | 1.5417 | 0
126 | 2.11 | 0.652 | 0.35 | 0.35497 | 0.35497 | 0 | 0 | 0 | 0 | 0 | 0 | 0.83706 | 3.2115 | 0 | 0.83706 | 4.0486 | 4.0486 | 0 | 0 | 0 | 0 | 0 | 1.5417 | 0 | 3.2115 | 7.9489 | 0 | 0 | 0 | 0 | 0.51458 | 0 | 13.2167 | 13.2167 | 1.5417 | 0
127 | 1.94 | 0.63959 | 0.35 | 0.36182 | 0.36182 | 0 | 0 | 0 | 0 | 0.084664 | 2.8173e-09 | 0.82355 | 3.1498 | 0 | 0.82355 | 4.058 | 4.058 | 0 | 0 | 0 | 0 | 0 | 1.8958 | 0 | 3.2345 | 7.9259 | 0 | 0 | 7.9317 | 0 | 0.2862 | 0 | 13.3423 | 21.274 | 1.8958 | 0
128 | 1.87 | 0.60804 | 0.35 | 0.39911 | 0.39911 | 0 | 0 | 0 | 1.6521 | 1.1521 | 5.126e-08 | 0.80197 | 0 | 0 | 0.80197 | 3.6062 | 3.6062 | 0 | 0 | 0 | 0 | 0 | 3.3342 | 0 | 2.8042 | 6.8548 | 0 | 0 | 6.7803 | 0 | 0.40088 | 0 | 13.394 | 20.1743 | 3.3342 | 0
129 | 2.15 | 0.58591 | 0.35 | 0.4051 | 0.4051 | 0 | 0 | 0 | 0.47972 | 2.1767 | -9.6411e-08 | 0.78351 | 0 | 0 | 0.78351 | 3.44 | 3.44 | 0 | 0 | 0 | 0 | 0 | 3.9368 | 0 | 2.6565 | 6.5939 | 0 | 0 | 0 | 0 | 0 | 0 | 13.1872 | 13.1872 | 3.9368 | 0
130 | 2.8 | 0.56505 | 0.35 | 0.40556 | 0.40556 | 0 | 0 | 0 | 0 | 2.437 | -2.0802e-07 | 0.74951 | 0 | 0 | 0.74951 | 3.1865 | 3.1865 | -0.10812 | 0 | 0 | 0.10812 | 0 | 4.0473 | 0 | 2.437 | 6.3307 | 0 | 0 | 0 | 0 | 0 | 0 | 12.7069 | 12.7069 | 4.0473 | 0
131 | 3.11 | 0.54725 | 0.35 | 0.39272 | 0.39272 | 0 | 0 | 0 | 0 | 2.5939 | 1.9372e-08 | 0.83657 | 0 | 0 | 0.83657 | 3.4305 | 3.4305 | -1.1738 | 0 | 0 | 1.1303 | 0.043553 | 4.1766 | 0 | 2.5939 | 6.8813 | 0 | 0 | 0.76758 | 0 | 0 | 0 | 12.4779 | 13.2455 | 4.1766 | 0
132 | 3.33 | 0.53588 | 0.35 | 0.36373 | 0.36373 | -4.5112 | 0 | 4.5112 | 0 | 9.7179 | 1.6689e-08 | -6.6613e-16 | 0 | 0 | 1.314 | 5.2066 | 5.2066 | -6.3421 | 6.3421 | 0 | 0 | 0 | 6.7079 | 0 | 3.8926 | 7.5242 | 0 | 0 | 0 | 0 | 1.0445 | 0 | 12.3154 | 12.8271 | 6.7079 | 0
133 | 3.47 | 0.55911 | 0.35 | 0.36657 | 0.36657 | 0 | 0 | 0 | 0 | 1.5734 | 7.2718e-08 | 0.71775 | 1.5863 | 0 | 0.71775 | 3.8775 | 3.8775 | -2.8342 | 0 | 0 | 1.0728 | 1.7614 | 3.3015 | 0 | 3.1598 | 8.5848 | 0 | 0 | 0.57569 | 0 | 0 | 0 | 12.212 | 12.7877 | 3.3015 | 0
134 | 3.48 | 0.61074 | 0.35 | 0.36779 | 0.36779 | 0 | 0 | 0 | 0 | 0.76241 | 1.0431e-09 | 0.60351 | 2.397 | 0 | 0.60351 | 3.763 | 3.763 | -2.081 | 0 | 0 | 0.0061892 | 2.0749 | 2.5367 | 0 | 3.1594 | 8.5895 | 0 | 0 | 0.70362 | 0 | 0 | 0 | 12.2046 | 12.9082 | 2.5367 | 0
135 | 3.22 | 0.66077 | 0.35 | 0.36906 | 0.36906 | -2.9975 | 0 | 2.9975 | 0 | 7.0482 | 2.7448e-07 | -3.3307e-16 | 0 | 0 | 0.57772 | 4.0507 | 4.0507 | -0.3507 | 0 | 0 | 0.0061892 | 0.34451 | 4.101 | 0 | 3.473 | 8.0518 | 0 | 0 | 0 | 0 | 0 | 0 | 12.3967 | 15.2751 | 4.101 | 0
136 | 2.66 | 0.66024 | 0.35 | 0.39268 | 0.39268 | 0 | 0 | 0 | 2.8707 | 0 | 0 | 0.82418 | 0.31903 | 0 | 0.82418 | 4.0139 | 4.0139 | -0.12798 | 0 | 0 | 0.0061892 | 0.12179 | 1.5417 | 0 | 3.1898 | 8.2069 | 0 | 0 | 1.1514 | 0 | 0 | 0 | 12.8104 | 13.9617 | 1.5417 | 0
137 | 1.93 | 0.65111 | 0.35 | 0.45787 | 0.45787 | 0 | 0 | 0 | 3.2375 | 0 | 0 | 1.3737 | 0 | 0 | 1.3737 | 4.6112 | 4.6112 | -0.0061892 | 0 | 0 | 0.0061892 | 0 | 1.5417 | 0 | 3.2375 | 7.9306 | 0 | 0 | 0 | 0 | 0 | 0.64602 | 13.3497 | 13.3497 | 1.5417 | 0
138 | 0.56 | 0.64369 | 0.35 | 0.46623 | 0.46623 | 0 | 0 | 0 | 13.6737 | 0 | 0 | 1.2373 | 0 | -5.3291e-15 | 1.2373 | 4.911 | 14.911 | -0.0061892 | 0 | 0 | 0.0061892 | 0 | 1.5417 | 0 | 3.6737 | 8.5704 | 0 | 0 | 0.63965 | 0 | 0 | 0.5822 | 14.3618 | 15.0015 | 1.5417 | 0
139 | 0.52 | 0.64408 | 0.35 | 0.46022 | 0.46022 | 0 | 0 | 0 | 3.6869 | 0 | 0 | 1.197 | 0 | 0 | 1.197 | 4.8839 | 4.8839 | -0.0061892 | 0 | 0 | 0.0061892 | 0 | 1.5417 | 0 | 3.6869 | 8.5886 | 0 | 0 | 0 | 0 | 0 | 0.58033 | 14.3914 | 14.3914 | 1.5417 | 0
140 | 0.26 | 0.63672 | 0.35 | 0.41727 | 0.41727 | 0 | 0 | 0 | 3.7734 | 0 | 0 | 3.4641 | 0 | 0 | 3.4641 | 7.2375 | 7.2375 | -0.0061892 | 0 | 0 | 0.0061892 | 0 | 1.5417 | 0 | 3.7734 | 8.7064 | 0 | 0 | 1.0874 | 0 | 0 | 0.56822 | 14.5834 | 15.6708 | 1.5417 | 0
141 | -0.07 | 0.62526 | 0.35 | 0.38364 | 0.38364 | 0 | 0 | 0 | 0 | 0 | 0 | 2.2207 | 3.8847 | 0 | 2.2207 | 6.1054 | 6.1054 | 0 | 0 | 0 | 0 | 0 | 1.5417 | 0 | 3.8847 | 8.8542 | 0 | 0 | 1.0234 | 0 | 0 | 0.54666 | 14.8272 | 15.8507 | 1.5417 | 0
142 | -0.27 | 0.61728 | 0.35 | 0.38198 | 0.38198 | 0 | 0 | 0 | 0 | 0 | 0 | 1.4343 | 3.9532 | 0 | 1.4343 | 5.3875 | 5.3875 | 0 | 0 | 0 | 0 | 0 | 1.5417 | 0 | 3.9532 | 8.9428 | 0 | 0 | 3.0064 | 0 | 0.14362 | 0.39372 | 14.975 | 17.9813 | 1.5417 | 0
143 | -0.84 | 0.60143 | 0.35 | 0.36856 | 0.36856 | 0 | 0 | 0 | 0 | 0 | 0 | 1.1959 | 4.1522 | 0 | 1.1959 | 5.3481 | 5.3481 | 0 | 0 | 0 | 0 | 0 | 1.5417 | 0 | 4.1522 | 9.1914 | 0 | 0 | 0 | 0 | 0.51079 | 0 | 15.3961 | 15.3961 | 1.5417 | 0
144 | -1.16 | 0.5963 | 0.35 | 0.31336 | 0.31336 | 0 | 0 | 0 | 0 | 0 | 0 | -6.6613e-16 | 5.174 | 0 | 0.82247 | 5.1657 | 5.1657 | 0 | 0 | 0 | 0 | 0 | 1.5417 | 0 | 4.3432 | 9.2089 | 0 | 0 | 0 | 0 | 0.53869 | 0 | 15.6325 | 15.6325 | 1.5417 | 0
145 | -1.38 | 0.59133 | 0.35 | 0.29909 | 0.29909 | 0 | 0 | 0 | 0 | 0 | 0 | -6.6613e-16 | 5.3658 | 0 | 0.81354 | 5.3576 | 5.3576 | -2.2514 | 1.7102 | 0 | 0.54119 | 0 | 1.5417 | 0 | 4.5441 | 9.0056 | 0 | 0 | 0 | 0 | 0 | 0 | 12.8399 | 12.8399 | 1.5417 | 0
146 | -1.23 | 0.5866 | 0.35 | 0.29458 | 0.29458 | 0 | 0 | 0 | 0 | 0 | 0 | -6.6613e-16 | 5.3031 | 0 | 0.76935 | 5.2954 | 5.2954 | -2.2011 | 2.2011 | 0 | 0 | 0 | 1.5417 | 0 | 4.526 | 8.8625 | 0 | 0 | 0 | 0 | 0 | 0 | 12.7291 | 12.7291 | 1.5417 | 0
147 | -0.89 | 0.57183 | 0.35 | 0.29307 | 0.29307 | 0 | 0 | 0 | 0 | 0 | 0 | -3.3307e-16 | 5.0475 | 0 | 0.63301 | 5.0411 | 5.0411 | -2.2003 | 2.2003 | 0 | 0 | 0 | 1.5417 | 0 | 4.4081 | 8.7284 | 0 | 0 | 0 | 0 | 0 | 0 | 12.4779 | 12.4779 | 1.5417 | 0
148 | -1.19 | 0.55378 | 0.35 | 0.28122 | 0.28122 | 0 | 0 | 0 | 0 | 0 | 0 | -3.3307e-16 | 5.2193 | 0 | 0.70016 | 5.2122 | 5.2122 | -2.201 | 2.201 | 0 | 0 | 0 | 1.5417 | 0 | 4.512 | 8.8468 | 0 | 0 | 0 | 0 | 0 | 0 | 12.6996 | 12.6996 | 1.5417 | 0
149 | -1.37 | 0.5599 | 0.35 | 0.28319 | 0.28319 | 0 | 0 | 0 | 0 | 0 | 0 | -3.3307e-16 | 5.2766 | 0 | 0.69438 | 5.2696 | 5.2696 | -1.8177 | 1.8177 | 0 | 0 | 0 | 1.5417 | 0 | 4.5752 | 8.9172 | 0 | 0 | 0 | 0 | 0 | 0 | 12.8325 | 13.2163 | 1.5417 | 0
150 | -1.7 | 0.56002 | 0.35 | 0.3435 | 0.3435 | 0 | 0 | 0 | 0 | 0 | 0 | -6.6613e-16 | 5.3706 | 0 | 0.82032 | 5.3623 | 5.3623 | 0 | 0 | 0 | 0 | 0 | 1.5417 | 0 | 4.542 | 9.4305 | 0 | 0 | 0 | 0 | 0.51729 | 0 | 16.0314 | 16.0314 | 1.5417 | 0
151 | -2.11 | 0.54891 | 0.35 | 0.34307 | 0.34307 | 0 | 0 | 0 | 0 | 0.33993 | 1.8198e-08 | -6.6613e-16 | 4.9691 | 0 | 0.78177 | 5.3045 | 5.3045 | 0 | 0 | 0 | 0 | 0 | 4.6586 | 0 | 4.5228 | 8.742 | 0 | 0 | 9.7328 | 0 | 0 | 0 | 16.3343 | 27.6561 | 4.6586 | 0
152 | -1.8 | 0.50232 | 0.35 | 0.32538 | 0.32538 | 0 | 0 | 0 | 0 | 1.2267 | 3.2559e-08 | -6.6613e-16 | 4.3063 | 0 | 1.2577 | 5.5326 | 5.5326 | -2.5715 | 2.5715 | 0 | 0 | 0 | 6.3738 | 0 | 4.2749 | 8.0281 | 0 | 0 | 0 | 0 | 0 | 0 | 16.1053 | 16.1053 | 6.3738 | 0
153 | 0.34 | 0.46965 | 0.35 | 0.32939 | 0.32939 | 0 | 0 | 0 | 0 | 4.6799 | 3.5763e-09 | -6.6613e-16 | 0.13975 | 0 | 0.79977 | 4.8196 | 4.8196 | -2.0535 | 0.7869 | 0 | 1.2666 | 0 | 6.0308 | 0 | 4.0198 | 8.1903 | 0 | 0 | 0 | 0 | 0 | 0 | 14.5243 | 16.1874 | 6.0308 | 0
154 | 1.65 | 0.47312 | 0.35 | 0.33259 | 0.33259 | -3.3148 | 0 | 3.3148 | 0 | 8.2813 | -8.0109e-07 | -6.6613e-16 | 0 | 0 | 1.0796 | 4.9665 | 4.9665 | -5.4501 | 5.4501 | 0 | 0 | 0 | 6.6502 | 0 | 3.8869 | 7.2343 | 0 | 0 | 0 | 0 | 1.2352 | 0 | 13.5565 | 13.5565 | 6.6502 | 0
155 | 2.3 | 0.47846 | 0.35 | 0.34164 | 0.34164 | 0 | 0 | 0 | 0 | 4.2857 | -2.2233e-07 | -6.6613e-16 | 0 | 0 | 0.94828 | 4.2857 | 4.2857 | -2.6712 | 0.047988 | 0 | 1.2666 | 1.3566 | 5.1938 | 0 | 3.3374 | 7.856 | 0 | 0 | 0 | 0 | 0 | 0 | 13.0763 | 13.716 | 5.1938 | 0
156 | 3 | 0.46991 | 0.35 | 0.33136 | 0.33136 | 0 | 0 | 0 | 0 | 1.1715 | -3.9414e-08 | -6.6613e-16 | 3.0168 | 0 | 0.94204 | 4.1883 | 4.1883 | -1.8948 | 0 | 0 | 0.0063331 | 1.8884 | 2.9404 | 0 | 3.2463 | 8.2672 | 0 | 0 | 2.9424 | 0 | 0 | 0 | 12.5592 | 15.5016 | 2.9404 | 0
157 | 2.77 | 0.48229 | 0.35 | 0.31372 | 0.31372 | 0 | 0 | 0 | 0 | 0.72186 | -2.4959e-08 | -6.6613e-16 | 3.5541 | 0 | 1.0183 | 4.273 | 4.273 | -1.181 | 0 | 0 | 0.0063331 | 1.1747 | 2.4935 | 0 | 3.2546 | 8.162 | 0 | 0 | 0.95947 | 0 | 0 | 0 | 12.7291 | 13.6886 | 2.4935 | 0
158 | 2.09 | 0.5121 | 0.35 | 0.29589 | 0.29589 | 0 | 0 | 0 | 0 | 1.1304 | -8.2403e-08 | -3.3307e-16 | 2.7544 | 0 | 0.53987 | 3.8849 | 3.8849 | -0.038981 | 0 | 0 | 0.0063331 | 0.032648 | 2.8569 | 0 | 3.345 | 7.7597 | 0 | 0 | 0.012509 | 0 | 0 | 0 | 13.2315 | 13.9351 | 2.8569 | 0
159 | 1.69 | 0.54315 | 0.35 | 0.30866 | 0.30866 | 0 | 0 | 0 | 0 | 1.1176 | 1.2219e-07 | -3.3307e-16 | 2.8432 | 0 | 0.58009 | 3.9607 | 3.9607 | -0.30773 | 0 | 0 | 0.0063331 | 0.3014 | 2.5011 | 0 | 3.3806 | 7.953 | 0 | 0 | 0 | 0 | 0 | 0 | 13.527 | 13.527 | 2.5011 | 0
160 | 1.16 | 0.55539 | 0.35 | 0.32364 | 0.32364 | 0 | 0 | 0 | 0 | 0 | 0 | -3.3307e-16 | 4.2484 | 0 | 0.69198 | 4.2414 | 4.2414 | -0.0063331 | 0 | 0 | 0.0063331 | 0 | 1.5417 | 0 | 3.5494 | 8.1968 | 0 | 0 | 0.44776 | 0 | 0 | 0.63698 | 13.9185 | 14.3663 | 1.5417 | 0
161 | 0.45 | 0.56193 | 0.35 | 0.38391 | 0.38391 | 0 | 0 | 0 | 0 | 0 | 0 | 0.93883 | 3.7826 | 0 | 0.93883 | 4.7214 | 4.7214 | -0.0063331 | 0 | 0 | 0.0063331 | 0 | 1.5417 | 0 | 3.7826 | 8.5163 | 0 | 0 | 0 | 0 | 0 | 0.60884 | 14.4431 | 14.4431 | 1.5417 | 0
162 | -0.3 | 0.56882 | 0.35 | 0.40573 | 0.40573 | 0 | 0 | 0 | 0 | 0 | 0 | 1.7708 | 4.038 | 0 | 1.7708 | 5.8088 | 5.8088 | -0.0063331 | 0 | 0 | 0.0063331 | 0 | 1.5417 | 0 | 4.038 | 8.8447 | 0 | 0 | 1.5352 | 0 | 0 | 0.57911 | 14.9972 | 16.5323 | 1.5417 | 0
163 | -0.4 | 0.57504 | 0.35 | 0.42165 | 0.42165 | 0 | 0 | 0 | 3.0003 | 0 | 0 | 1.1103 | 1.0725 | 0 | 1.1103 | 5.1831 | 5.1831 | -0.0063331 | 0 | 0 | 0.0063331 | 0 | 1.5417 | 0 | 4.0728 | 8.8877 | 0 | 0 | 0 | 0 | 0 | 0.57515 | 15.071 | 15.071 | 1.5417 | 0
164 | -0.39 | 0.58468 | 0.35 | 0.39156 | 0.39156 | 0 | 0 | 0 | 0 | 0 | 0 | 0.8421 | 4.0693 | 0 | 0.8421 | 4.9114 | 4.9114 | 0 | 0 | 0 | 0 | 0 | 1.5417 | 0 | 4.0693 | 8.8835 | 0 | 0 | 0.51172 | 0 | 0 | 0.56921 | 15.0636 | 15.5754 | 1.5417 | 0
165 | -0.32 | 0.60517 | 0.35 | 0.3678 | 0.3678 | 0 | 0 | 0 | 0 | 0 | 0 | 1.0104 | 4.0449 | 0 | 1.0104 | 5.0554 | 5.0554 | 0 | 0 | 0 | 0 | 0 | 1.5417 | 0 | 4.0449 | 8.8533 | 0 | 0 | 1.9829 | 0 | 0.10322 | 0.46876 | 15.0119 | 16.9948 | 1.5417 | 0
166 | -0.41 | 0.62755 | 0.35 | 0.36139 | 0.36139 | 0 | 0 | 0 | 0 | 0 | 0 | 0.83187 | 4.0763 | 0 | 0.83187 | 4.9082 | 4.9082 | 0 | 0 | 0 | 0 | 0 | 1.5417 | 0 | 4.0763 | 8.892 | 0 | 0 | 0 | 0 | 0.56842 | 0 | 15.0784 | 15.0784 | 1.5417 | 0
167 | -0.9 | 0.6438 | 0.35 | 0.35941 | 0.35941 | 0 | 0 | 0 | 0 | 0 | 0 | 0.75325 | 4.2495 | 0 | 0.75325 | 5.0028 | 5.0028 | 0 | 0 | 0 | 0 | 0 | 1.5417 | 0 | 4.2495 | 9.1002 | 0 | 0 | 0 | 0 | 0.549 | 0 | 15.4404 | 15.4404 | 1.5417 | 0